## 前端词条汇总
前端待翻译词条中文 | 英文
策略配置 | Policy configuration
欢迎登录 | Welcome to log in
登录 | Login
请输入用户名 | Please enter username
请输入密码 | Please enter password
请输入必填字段 | Please enter the required field
上海采日能源(SERMATEC)电站管理平台 | SERMATEC Power Station Management Platform
检索 | Search
高级检索 | Advanced search
请输入关键字检索 | Enter keywords to search
电站概览 | Power station overview
设备监控 | Equipment monitoring
数据统计 | Data statistics
检测曲线 | Detection curve
电量统计 | Electricity quantity statistics
收益统计 | Income statistics
报表导出 | Export statement
告警管理 | Alarm management
实时告警 | Real-time alarm
历史告警 | Historical alarm
告警推送 | Push alarm
电站策略 | Power station policy
系统管理 | System management
电站信息 | Power station information
设备管理 | Equipment management
用户信息 | User info
操作日志 | Operation log
电站ID | Power station ID
电站名称 | Power station name
建站日期 | Station establishment date
运行天数 | Running days
告警等级 | Alarm level
设备总数 | Equipment total number
电站位置 | Power station position
设备运行情况 | Equipment running conditions
告警 | Alarm
在线 | Online
离线 | Offline
台 | Set
实时收益 | Real-time income
元 | yuan
当日收益 | Daily income
当年收益 | Yearly income
累计收益 | Accumulated income
社会效益 | Social benefits
节约标准煤 | Standard coal saved
CO2减排量 | CO2 Emission Reduction
等效植树量 | Equivalent tree planting quantity
实时电量 | Real-time electricity quantity
日充电量 | Daily charging quantity
日放电量 | Daily discharging quantity
月充电量 | Monthly charging quantity
月放电量 | Monthly discharging quantity
累计充电量 | Accumulated charging quantity
累计放电量 | Accumulated discharging quantity
实时功率 | Real-time power
功率 | Power
设备 | Device
日期 | Date
策略预设功率 | Policy preset power
PCS功率 | PCS power
历史数据 | Historical data
充电量 | Charging quantity
放电量 | Discharging quantity
日 | Day
月 | Month
年 | Year
电量 | Electric quantity
设备概览 | Equipment overview
设备详情 | Equipment details
PACK详情 | PACK details
储能系统 | Energy storage system
运行状态 | Running status
负载系统 | Load system
运行状态用电 | Electricity consumption under running status
计量电表 | Electricity meter
BMS信息 | BMS Info
单体最高 | Monomer max.
温度 | Temperature
电压 | Voltage
单体最低 | Monomer min.
PCS信息 | PCS Info
电流 | Current
系统效率 | System efficiency
日收益 | Daily income
月收益 | Monthly income
负荷电表 | Load meter
通讯状态 | Communication status
储能计量电表 | Energy storage meter
计量数据 | Counting data
其他设备 | Other equipment
PCS运行状态 | PCS running status
PCS告警状态 | PCS alarm status
PCS故障状态 | PCS fault status
IGBT风机状态 | IGBT fan status
防雷器状态 | Lightning protector status
直流接触器状态 | DC contactor status
绝缘检测接触器状态 | Insulation detection contactor status
直流电压 | DC voltage
直流电流 | DC current
直流功率 | DC power
电网电压 | Grid voltage
电网电流 | Grid current
电网频率 | Grid frequency
总功率因数 | Total power factor
总有功功率 | Total active power
总无功功率 | Total inactive power
总视在功率 | Total apparent power
A相IGBT温度 | Phase A IGBT temperature
B相IGBT温度 | Phase B IGBT temperature
C相IGBT温度 | Phase C IGBT temperature
环境温度 | Environment temperature
总充电电量 | Total charging quantity
总放电电量 | Total discharging quantity
最大可充功率 | Max. charging power
最大可放功率 | Max. recharging power
绝缘阻抗 | Insulation resistance
BMS系统状态 | BMS system status
并网 | Grid connection
离网 | Grid disconnection
并离网 | Grid connection/disconnection
BMS充放电状态 | BMS charging/discharging status
电池禁止充电状态 | Battery charging prohibition status
电池禁止放电状态 | Battery discharging prohibition status
累计充电电量 | Accumulated charging quantity
累计放电电量 | Accumulated discharging quantity
系统充放电循环次数 | System charging/discharging cycles
充电可用电能量 | Available electricity energy of charging
放电可用电能量 | Available electricity energy of discharging
单体最高电压 | Monomer max. voltage
单体最高电压电芯序号 | Monomer max. voltage and cell serial number
单体最低电压 | Monomer min. voltage
单体最低电压电芯序号 | Monomer min. voltage and cell serial number
堆单体压差 | Stack monomer differential pressure
单体最高温度 | Monomer max. temperature
单体最高温度电芯序号 | Monomer max. temperature and cell serial number
单体最低温度 | Monomer min. temperature
单体最低温度电芯序号 | Monomer min. temperature and cell serial number
堆单体温差 | Stack monomer temperature difference
充电电压限值 | Charging voltage limit
充电电流限值 | Charging current limit
充电功率限值 | Charging power limit
放电电压限值 | Discharging voltage limit
放电电流限值 | Discharging current limit
放电功率限值 | Discharging power limit
BCMU最高软件版本 | BCMU max. software version
BCMU最高硬件版本 | BCMU max. hardware version
正极最小绝缘电阻 | Positive pole min. insulation resistance
负极最小绝缘电阻 | Negative electrode min. insulation resistance
A相有功功率 | Phase A active power
B相有功功率 | Phase B active power
C相有功功率 | Phase C active power
A相无功功率 | Phase A reactive power
B相无功功率 | Phase B reactive power
C相无功功率 | Phase C reactive power
A相视在功率 | Phase A apparent power
B相视在功率 | Phase B apparent power
C相视在功率 | Phase C apparent power
A相电压 | Phase A voltage
B相电压 | Phase B voltage
C相电压 | Phase C voltage
A相电流 | Phase A current
B相电量 | Phase B electricity quantity
C相电流 | Phase C current
总频率 | Total frequency
负载电表通讯状态 | Load electric meter communication status
A功率因素 | Power factor A
AB线电压 | Line AB voltage
BC线电压 | Line BC voltage
AC线电压 | Line AC voltage
当前正向总有功电能 | Current positive total active electric energy
当前反向总有功电能 | Current reverse total active electric energy
当前正向有功尖电能 | Current positive active sharp electric energy
当前正向有功峰电能 | Current positive active peak electric energy
当前正向有功平电能 | Current positive active shoulder electric energy
当前正向有功谷电能 | Current positive active valley electric energy
当前反向有功尖电能 | Current reverse active sharp electric energy
当前反向有功峰电能 | Current reverse active peak electric energy
当前反向有功平电能 | Current reverse active shoulder electric energy
当前反向有功谷电能 | Current reverse active valley electric energy
日充电电量 | Daily charging quantity
日放电电量 | Daily discharging quantity
月充电电量 | Monthly charging quantity
月放电电量 | Monthly discharging quantity
尖时段总充电电量 | Total charging quantity in sharp period
峰时段总充电电量 | Total charging quantity in peak period
平时段总充电电量 | Total charging quantity in shoulder period
谷时段总充电电量 | Total charging quantity in valley period
尖时段总放电电量 | Total discharging quantity in sharp period
峰时段总放电电量 | Total discharging quantity in peak period
平时段总放电电量 | Total discharging quantity in shoulder period
谷时段总放电电量 | Total discharging quantity in valley period
尖时段日充电电量 | Daily charging quantity in sharp period
峰时段日充电电量 | Daily charging quantity in peak period
平时段日充电电量 | Daily charging quantity in shoulder period
谷时段日充电电量 | Daily charging quantity in valley period
尖时段日放电电量 | Daily discharging quantity in sharp period
峰时段日放电电量 | Daily discharging quantity in peak period
平时段日放电电量 | Daily discharging quantity in shoulder period
谷时段日放电电量 | Daily discharging quantity in valley period
尖时段月充电电量 | Monthly charging quantity in sharp period
峰时段月充电电量 | Monthly charging quantity in peak period
平时段月充电电量 | Monthly charging quantity in shoulder period
谷时段月充电电量 | Monthly charging quantity in valley period
尖时段月放电电量 | Monthly discharging quantity in sharp period
峰时段月放电电量 | Monthly discharging quantity in peak period
平时段月放电电量 | Monthly discharging quantity in shoulder period
谷时段月放电电量 | Monthly discharging quantity in valley period
总收益 | Total income
除湿机当前温度 | Dehumidifier current temperature
除湿机当前湿度 | Dehumidifier current humidity
除湿机温度启动值 | Dehumidifier temperature start value
除湿机温度停止值 | Dehumidifier temperature stop value
除湿机湿度启动值 | Dehumidifier humidity start value
除湿机湿度停止值 | Dehumidifier humidity stop value
液冷当前模式 | Liquid cooling current mode
水泵状态 | Water pump status
压缩机状态 | Compressor status
液冷加热点 | Liquid cooling heating point
液冷制冷点 | Liquid cooling refrigeration point
液冷加热回差 | Liquid cooling heating return difference
液冷制冷回差 | Liquid cooling refrigeration return difference
液冷出水温度 | Liquid cooling outlet water temperature
液冷回水温度 | Liquid cooling return water temperature
液冷排气温度 | Liquid cooling exhaust temperature
液冷进水压力 | Liquid cooling inlet water pressure
液冷出水压力 | Liquid cooling outlet water pressure
液冷环境温度 | Liquid cooling ambient temperature
BMS堆软件版本 | BMS stack software version
BMS堆硬件版本 | BMS stack hardware version
BCMU最低软件版本 | BCMU min. software version
BCMU最低硬件版本 | BCMU min. hardware version
并网状态 | Grid connection status
总报警状态 | Total alarm status
总故障状态 | Total fault status
输入功率 | Input power
输入电压 | Input voltage
输入电流 | Input current
A相输出有功功率 | Phase A output active power
B相输出有功功率 | Phase B output active power
C相输出有功功率 | Phase C output active power
A相输出无功功率 | Phase A output reactive power
B相输出无功功率 | Phase B output reactive power
C相输出无功功率 | Phase C output reactive power
散热器温度 | Radiator temperature
电池充放电状态 | Battery charging/discharging status
电池禁止充电标志 | Battery charging prohibition mark
电池禁止放电标志 | Battery discharging prohibition mark
充电可用电量 | Available electricity quantity of charging
放电可用电量 | Available electricity quantity of discharging
系统正极绝缘电阻阻值 | System positive pole insulation resistance value
系统负极绝缘电阻阻值 | System negative pole insulation resistance value
单体温度 | Monomer temperature
电芯 | Battery cell
采样点 | Sampling point
PACK温度 | PACK temperature
右侧熔断器温度 | Right fuse temperature
左侧熔断器温度 | Left fuse temperature
正极极柱温度 | Positive pole cylinder temperature
负极极柱温度 | Negative pole cylinder temperature
刷新 | Refresh
策略模式 | Policy mode
自动 | Auto
手动 | Manual
设备命令 | Equipment command
PCS设置 | PCS setting
PCS关机 | PCS power off
PCS开机 | PCS power on
PCS待机 | PCS standby
PCS复位 | PCS reset
BMS设置 | BMS setting
BMS开机 | BMS power on
BMS关机 | BMS power off
参数设置 | Parameter Setting
扩容 | Expansion
变压器容量 | Transformer capacity
变压器容量保护比例 | Transformer capacity protection proportion
策略1 | Policy 1
策略2 | Policy 2
策略3 | Policy 3
策略4 | Policy 4
策略5 | Policy 5
策略6 | Policy 6
下发 | Issue
策略导入/导出 | Import/export policy
导入成功 | Imported successfully
新增 | Add
复制 | Copy
编辑 | Edit
清空 | Empty
删除 | Delete
策略选择 | Select policy
1月 | January
2月 | February
3月 | March
4月 | April
5月 | May
6月 | June
7月 | July
8月 | August
9月 | September
10月 | October
11月 | November
12月 | December
除湿机参数设置 | Dehumidifier parameter setting
液冷机参数设置 | Liquid cooling machine parameter setting
BMS复位 | BMS reset
防逆流 | Anti-reflux
防过载 | Anti-overload
防逆流触发值 | Anti-reflux trigger value
功率波动范围 | Power fluctuation range
请输入设备名称 | Please enter equipment name
个人中心 | My center
修改密码 | Modify password
登出 | Logout
头像 | Profile Photo
姓名 | Name
用户名 | Username
邮箱 | Email
手机号 | Mobile phone number
系统Logo | System Logo
点击上传 | Click to upload
系统名称 | System name
请输入系统名称 | Enter system name
请输入手机号 | Please enter phone number
请输入邮箱 | Please enter the email
数据项 | Data item
查询 | Query
导出Excel | Export Excel
效率 | Efficiency
收益 | Benefits
操作 | Operate
合计 | Total
尖电 | Sharp electricity
峰电 | Peak electricity
平电 | Shoulder electricity
谷电 | Valley electricity
明细 | Details
电量报表明细 | Details of electricity quantity statement
所有设备 | All equipment
充电成本 | Charging cost
放电成本 | Discharging cost
报表类型 | Report Type
日统计报表 | Daily statistical statement
周统计报表 | Weekly statistical statement
月统计报表 | Monthly statistical statement
年统计报表 | Yearly statistical statement
总统计报表 | Total statistical statement
数据选择 | Select data
电站基础信息 | Power station basic information
所属时区 | Affiliated time zone
所属货币 | Affiliated currency
电量明细 | Details of electricity quantity
尖时段充 | Charging in sharp period
峰时段充 | Charging in peak period
平时段充 | Charging in shoulder period
谷时段充 | Charging in valley period
总充 | Total charging
充放电效率 | Charging/discharging efficiency
明细报表 | Detailed statement
电费结算单 | Electricity expense settlement sheet
时段 | Period
尖时段 | Sharp period
峰时段 | Peak period
平时段 | Shoulder period
谷时段 | Valley period
设备编码 | Equipment code
告警描述 | Alarm description
开始时间 | Start time
请选择设备 | Please select a equipment
1级 | Level 1
2级 | Level 2
3级 | Level 3
4级 | Level 4
电芯运行温度上限 | Battery cell running temperature upper limit
电芯运行温度下限 | Battery cell running temperature lower limit
储能装机容量 | Energy storage installed capacity
经度 | Longitude
纬度 | Latitude
所属用户 | Affiliated user
电站地址 | Power station address
电站类型 | Power station type
设备类型 | Equipment Type
设备状态 | Equipment status
所属上级 | Affiliated superior
角色 | Role
操作对象 | Operation Object
动作 | Action
操作时间 | Operation time
待机 | Standby
充电 | Charging
放电 | Discharging
尖 | Sharp
峰 | Peak
平 | Shoulder
谷 | Valley
请输入液冷制冷点 | Please enter liquid cooling refrigeration point
请输入液冷加热点 | Please enter liquid cooling heating point
请输入液冷制冷回差 | Please enter liquid cooling refrigeration return difference
请输入液冷加热回差 | Please enter liquid cooling heating return difference
液冷制冷点(℃) | Liquid cooling refrigeration point (℃)
液冷加热点(℃) | Liquid cooling heating point (℃)
液冷制冷回差(℃) | Liquid cooling refrigeration return difference (℃)
液冷加热回差(℃) | Liquid cooling heating return difference (℃)
设备无名称 | No equipment name
结束时间 | End time
导出 | Export
PACK温度/℃ | PACK temperature/℃
单体电压/V | Monomer voltage/V
单体温度/℃ | Monomer temperature/℃
红色表示所有PACK中单体当前最高电压/温度；绿色表示所有PACK中单体当前最低电压/温度 | Red means the current max. monomer voltage/temperature among all PACKs; green means the current min. voltage/temperature among all PACKs;
请输入PCS功率 | Please enter PCS power
确定切换为自动模式吗? | Are you sure to switch to auto mode?
确定切换为手动模式吗? | Are you sure to switch to manual mode?
确定下发PCS开机命令吗? | Are you sure to issue PCS power-on command?
确定下发PCS关机命令吗? | Are you sure to issue PCS shutdown command?
确定下发PCS待机命令吗? | Are you sure to issue PCS standby command?
确定下发BMS开机命令吗? | Are you sure to issue BMS power-on command?
确定下发BMS关机命令吗? | Are you sure to issue BMS shutdown command?
确定执行该操作吗? | Are you sure to perform this operation?
确定下发BMS复位命令吗? | Are you sure to issue BMS reset command?
最多选择范围是 | Max. selection range is
最多选择3个对比项 | 3 comparison items can be selected maximally
压差 | Pressure difference
温差 | Temperature difference
户外柜 | Outdoor cabinet
用户计量电表 | User meter
充电成本(元) | Charging cost (yuan)
放电收入(元) | Discharging income (yuan)
收益(元) | Income (yuan)
应缴电费 | Electricity expense payable
编辑设备 | Edit equipment
新增设备 | Add equipment
操作记录 | Operation Record
储能 | Energy storage
光储充 | Optical energy storage
光储 | Optical storage
储充 | Storage and charging
光伏 | PV
光充 | Optical charging
请输入纬度 | Please enter latitude
请输入经度 | Please enter longitude
快捷方式 | Shortcut
请输入电站地址 | Please enter the power station address
请输入储能装机容量 | Please enter energy storage installed capacity
储能装机容量(MW/MWh) | Energy storage installed capacity (MW/MWh)
请输入电芯运行温度下限 | Please enter battery cell running temperature lower limit
电芯运行温度上限(℃) | Battery cell running temperature upper limit (℃)
电芯运行温度下限(℃) | Battery cell running temperature lower limit (℃)
请选择所属货币 | Please select the affiliated currency
请选择所属时区 | Please select the affiliated time zone
请选择告警等级 | Please select an alarm level
请选择建站日期 | Please select station establishment date
编辑成功 | Edited successfully
新密码和确认密码不一致 | The new password does not match the confirmed password
请补充完整密码相关信息! | Please supplement related information of complete password!
手机号格式错误 | Mobile phone number format error
旧密码 | Old password
新密码 | New password
确认密码 | Confirm password
提交 | Submit
取消 | Cancel
当日效率 | Daily efficiency
累计效率 | Accumulated efficiency
鹰普机械储能电站监控大屏 | Monitoring screen of Impro mechanical energy storage power station
电站规模 | Power station scale
功率曲线 | Power curve
PCS状态 | PCS status
电池电压 | Battery voltage
电池电流 | Battery current
B相电流 | Phase B current
A相功率因数 | Phase A power factor
A相有功 | Phase A active
A相无功 | Phase A reactive
B相功率因数 | Phase B power factor
B相有功 | Phase B active
B相无功 | Phase B reactive
C相功率因数 | Phase C power factor
C相有功 | Phase C active
C相无功 | Phase C reactive
IGBT温度 | IGBT temperature
直流输入电压 | DC input voltage
请选择日期 | Please select date
时间最多选3天 | 3 days can be selected maximally
对比日期 | Comparison date
电压差 | Voltage difference
最大电压 | Max. voltage
第 | No.
节 | Section
最高温度 | Max. temperature
最低温度 | Min. temperature
最小电压 | Min. voltage
数据类别 | Data category
堆压差 | Stack voltage difference
簇压差 | Cluster voltage difference
PACK压差 | PACK voltage difference
堆温差 | Stack temperature difference
簇温差 | Cluster temperature difference
PACK温差 | PACK temperature difference
采样点温度 | Sampling point temperature
电池PACK | Battery PACK
极柱温度 | Pole cylinder temperature
熔断器温度 | Fuse temperature
单体电压 | Monomer voltage
电池堆电操状态 | Battery stack electric actuator status
电池堆当前状态 | Battery stack current status
和PCS通信状态 | PCS communication status
和EMS通信状态 | EMS communication status
电池堆电压 | Battery stack voltage
电池堆电流 | Battery stack current
电池堆SOC | Battery stack SOC
电池堆SOH | Battery stack SOH
最高电压 | Max. voltage
最高电压电池组号 | Max. voltage battery pack No.
最高电压电池序号 | Max. voltage battery No.
最低电压 | Min. voltage
最低电压电池组号 | Min. voltage cell pack No.
最低电压电池序号 | Min. voltage battery No.
最高温度组号 | Max. temperature pack No.
最高温度序号 | Max. temperature No.
最低温度组号 | Min. temperature pack No.
最低温度序号 | Min. temperature No.
堆累计充电 | Stack accumulated charging
堆累计放电 | Stack accumulated discharging
堆单次累计充电 | Stack single accumulated charging
堆单次累计放电 | Stack single accumulated discharging
堆可充电量 | Stack rechargeable quantity
堆可放电量 | Stack dischargeable quantity
可用充电时间 | Available charging period
可用放电时间 | Available discharging period
最大充电功率 | Max. charging power
最大放电功率 | Max. discharging power
最大充电电流 | Max. charging current
最大放电电流 | Max. discharging current
当天充电次数 | Daily charging times
当天放电次数 | Daily discharging times
当天充电电量 | Daily charging quantity
当天放电电量 | Daily discharging quantity
电池绝缘阻抗 | Battery insulation resistance
运行温度 | Running temperature
电池簇电压 | Battery cluster voltage
电池簇电流 | Battery cluster current
电池簇SOC | Battery cluster SOC
电池簇SOH | Battery cluster SOH
平均电芯电压 | Average cell voltage
最高电芯电压 | Max. cell voltage
最高电芯电压序号 | Max. cell voltage No.
最低电芯电压 | Min. cell voltage
最低电芯电压序号 | Min. cell voltage No.
平均电芯温度 | Average cell temperature
最高电芯温度 | Max. cell temperature
最高电芯温度序号 | Max. cell temperature No.
最低电芯温度 | Min. cell temperature
最低电芯温度序号 | Max. cell temperature No.
最高电芯SOC | Max. cell SOC
最高电芯SOC序号 | Max. cell SOC No.
最低电芯SOC | Min. cell SOC
最低电芯SOC序号 | Min. cell SOC No.
最高电芯SOH | Max. cell SOH
最高电芯SOH序号 | Max. cell SOH No.
最低电芯SOH | Min. cell SOH
最低电芯SOH序号 | Min. cell SOH No.
总累计充电 | Total accumulated charging
总累计放电 | Total accumulated discharging
单次累计充电 | Single accumulated charging
单次累计放电 | Single accumulated discharging
可充电量 | Rechargeable quantity
可放电量 | Dischargeable quantity
A相频率 | Phase A frequency
B相频率 | Phase B frequency
C相频率 | Phase C frequency
A功率因数 | Power factor A
B功率因数 | Power factor B
C功率因数 | Power factor C
正向总有功电量 | Positive total active electricity quantity
反向总有功电量 | Reverse total active electricity quantity
监测曲线 | Monitoring curve
今日 | Today
编辑告警规则 | Edit alarm rules
推送方式 | Push mode
每小时推送上限 | Max. push per hour
接收人 | Recipient
新增告警规则 | Add warning rules
数据删除后将无法恢复，是否确认删除该条数据？ | Data can't be restored once deleted. Are you sure to delete this data?
四级告警 | Level 4 alarm
三级告警 | Level 3 alarm
二级告警 | Level 2 alarm
一级告警 | Level 1 alarm
邮件 | Email
短信 | SMS
是否启用 | Enable
充电桩 | Charging pile
并网点 | Grid connection point
设备名称 | Equipment name
下载模板 | Download the template
策略模板 | Policy template
新增电价数据 | Add electricity price data
电价规则名称 | Electricity price rule name
执行日期 | Execution date
所在区域 | Area
计费方式 | Billing method
请选择计费方式 | Please select a bill mode
按容计费 | Bill by capacity
请输入执行日期 | Please enter date
请输入电价规则名称 | Please enter the electricity price rule name
按需计费 | Bill by demand
电量电价 | Electricity price
请输入变压器容量 | Please enter transformer capacity
容量电价 | Capacity electricity price
请输入容量电价 | Please enter capacity electricity price
最大需量 | Max. demand
请输入最大需量 | Please enter the max. demand
需量电价 | Demand electricity price
请输入需量电价 | Please enter demand electricity price
尖峰电价 | Peak electricity price
请输入尖峰电价 | Please enter sharp electricity price
高峰电价 | Peak electricity price
请输入高峰电价 | Please enter peak electricity price
平段电价 | Shoulder electricity price
请输入平段电价 | Please enter shoulder electricity price
低谷电价 | Valley electricity price
请输入低谷电价 | Please enter valley electricity price
深谷电价 | Deep valley electricity price
请输入深谷电价 | Please enter deep valley electricity price
时段配置 | Time period configuration
请选择并网点 | Please select grid connection point
PCS总开机 | PCS total power on
PCS总关机 | PCS total power off
总功率设置 | Total power setting
当前总功率 | Current total power
连接 | Connect
断开 | Disconnect
低压侧有功功率 | Low-voltage side active power
高压侧有功功率 | High-voltage side active power
低压侧频率 | Low-voltage side frequency
高压侧频率 | High-voltage side frequency
低压分闸 | Low voltage opening
分支 | Branch
功率设置 | Power setting
策略列表 | Policy list
删除成功 | Deleted successfully
策略执行日程名称 | Policy execution schedule name
策略执行日程 | Policy execution schedule
电站大屏 | Power station screen
视频监控 | Video surveillance
并网日期 | Grid connection date
安全运行天数 | Safe running days
设备总览 | Equipment overview
当前功率 | Current power
组串总容量 | String total capacity
额定功率 | Rated power
运行 | Run
故障 | Problem
断连 | Disconnect
光伏电量 | PV electricity
当日发电量 | Daily electricity production
当月发电量 | Monthly electricity production
当年发电量 | Yearly electricity production
累计发电量 | Accumulated electricity production
累计社会贡献 | Accumulated social contribution
吨 | Ton
历史电量 | Historical electricity production
发电量 | Electricity production
功率预测 | Power prediction
暂无设备数据 | No equipment data yet
上网电量 | On-grid electricity quantity
电站报表明细 | Power station statement details
峰值交流功率 | Peak AC power
平均温度 | Average temperature
时间 | Time
开始日期 | Start Date
结束日期 | End Date
搜索 | Search
重置 | Reset
暂无数据 | No data available
光伏装机容量 | PV installed capacity
电站简介 | Power station introduction
电站 | Power station
请输入 | Please enter
请选择 | Please select
设备型号 | Equipment model
设备状态说明 | Equipment status introduction
采集器编号 | Collector No.
所属电站 | Affiliated power station
载入中 | Loading
颜色 | Color
说明 | Description
设备正常运行(含并网、离网、点检) | Equipment normal running (including grid connection, grid disconnection, spot check)
待机(含指令关机)或非异常关机 | Standby (including instruction shutdown) or non-abnormal shutdown
设备存在故障或异常关机 | Equipment has fault or abnormal shutdown
通信断连 | Communication disconnection
设备完成识别，特征信息采集过程中 | Equipment identification completed, characteristic information collection in progress
功率因数调节 | Adjust power factor
合适范围 | Applicable range
有功功率调节上限 | Active power adjustment upper limit
有功功率调节下限 | Active power adjustment lower limit
无功功率调节上限 | Reactive power adjustment upper limit
无功功率调节下限 | Reactive power adjustment lower limit
质保有效期 | Warranty period
昵称 | Nickname
全屏 | Full screen
电池簇状态 | Battery cluster status
允许放电最大电压/V | Allowed max. discharging voltage/V
允许充电最大功率/kW | Allowed max. charging power/kW
允许放电最大功率/kW | Allowed max. charging power/kW
允许充电最大电压/V | Allowed max. charging voltage/V
允许充电最大电流/A | Allowed max. charging voltage/A
允许放电最大电流/A | Allowed max. discharging current/A
平均单体电压 | Average monomer voltage
最高单体电压 | Max. monomer voltage
最高单体电压对应点号 | Corresponding point number of max. monomer voltage
最低单体电压 | Min. monomer voltage
最低单体电压对应点号 | Corresponding point number of min. monomer voltage
平均单体温度 | Average monomer temperature
最高单体温度 | Max. monomer temperature
最高单体温度对应点号 | Corresponding point number of max. monomer voltage
最低单体温度 | Min. monomer temperature
最低单体温度对应点号 | Corresponding point number of min. monomer voltage
最高单体SOC | Max. monomer SOC
最高单体SOC对应点号 | Corresponding point number of max. monomer SOC
最低单体SOC | Min. monomer SOC
最低单体SOC对应点号 | Corresponding point number of min. monomer SOC
最高单体SOH | Max. monomer SOH
最高单体SOH对应点号 | Corresponding point number of max. monomer SOH
最低单体SOH | Min. monomer SOH
最低单体SOH对应点号 | Corresponding point number of min. monomer SOH
累计充电 | Accumulated charging
累计放电 | Accumulated discharging
组绝缘电阻 | Pack insulation resistance
模块温度 | Module temperature
电压采集故障 | Voltage collection failure
温度采集故障 | Temperature collection failure
主控通讯失联 | Master control communication loss
端电压欠压重度告警 | Terminal undervoltage major alarm
端电压过压重度告警 | Terminal overvoltage major alarm
单体欠压重度告警 | Monomer undervoltage major alarm
单体过压重度告警 | Monomer overvoltage major alarm
单体欠温重度告警 | Monomer under-temperature major alarm
单体过温重度告警 | Monomer over-temperature major alarm
单体SOC低重度告警 | Monomer low SOC major alarm
单体SOC高重度告警 | Monomer high SOC major alarm
单体SOH低重度告警 | Monomer low SOH major alarm
单体压差重度告警 | Monomer voltage difference major alarm
单体温差重度告警 | Monomer temperature difference major alarm
模块电压过高重度告警 | Module overvoltage major alarm
模块电压过低重度告警 | Module undervoltage major alarm
充放电状态 | Charging/discharging status
PCS和BMS通信状态 | PCS and BMS communication status
EMS和BMS通信状态 | EMS and BMS communication status
最高电池电压所在组中的点号 | Point number of pack with max. battery voltage
最低电池电压所在组中的点号 | Point number of pack with min. battery voltage
最高温度电池组号 | Max. temperature battery pack No.
最高温度电池所在组中的点号 | Point number of pack with max. temperature battery
最低温度电池组号 | Min. temperature battery pack No.
最低温度电池所在组中的点号 | Point number of pack with min. temperature battery
允许最大充电功率 | Allowed max. charging power
允许最大放电功率 | Allowed max. discharging power
允许最大充电电流 | Allowed max. charging current
允许最大放电电流 | Allowed max. discharging current
电池堆绝缘电阻 | Battery stack insulation resistance
BMS系统故障 | BMS system fault
各组端电压欠压轻度告警 | Pack terminal undervoltage minor alarm
各组端电压欠压中度告警 | Pack terminal undervoltage moderate alarm
各组端电压欠压重度告警 | Pack terminal undervoltage major alarm
各组端电压过压轻度告警 | Pack terminal overvoltage minor alarm
各组端电压过压中度告警 | Pack terminal overvoltage moderate alarm
各组端电压过压重度告警 | Pack terminal overvoltage major alarm
各组端过流轻度告警 | Pack terminal overcurrent minor alarm
各组端过流中度告警 | Pack terminal overcurrent moderate alarm
各组端过流重度告警 | Pack terminal overcurrent major alarm
各组绝缘电阻低轻度告警 | Pack low insulation resistance minor alarm
各组绝缘电阻低中度告警 | Pack low insulation resistance moderate alarm
各组绝缘电阻低重度告警 | Pack low insulation resistance major alarm
各组模块欠温度轻度告警 | Pack module under-temperature minor alarm
各组模块欠温度中度告警 | Pack module under-temperature moderate alarm
各组模块欠温度重度告警 | Pack module under-temperature major alarm
各组模块过温度轻度告警 | Pack module over-temperature minor alarm
各组模块过温度中度告警 | Pack module over-temperature moderate alarm
各组模块过温度重度告警 | Pack module over-temperature major alarm
单体过压轻微告警 | Monomer overvoltage minor alarm
单体过压中度告警 | Monomer overvoltage moderate alarm
单体过压严重告警 | Monomer overvoltage major alarm
单体欠压轻微告警 | Monomer undervoltage minor alarm
单体欠压中度告警 | Monomer undervoltage moderate alarm
单体欠压严重告营 | Monomer undervoltage major alarm
单体压差轻微告警 | Monomer voltage difference minor alarm
单体压差中度告警 | Monomer voltage difference moderate alarm
单体压差严重告警 | Monomer voltage difference major alarm
单体欠温轻微告警 | Monomer under-temperature minor alarm
单体欠温中度告警 | Monomer under-temperature moderate alarm
单体欠温严重告警 | Monomer under-temperature major alarm
单体过温轻微告警 | Monomer over-temperature minor alarm
单体过温中度告警 | Monomer over-temperature moderate alarm
单体过温严重告警 | Monomer over-temperature major alarm
单体温差轻微告警 | Monomer temperature difference minor alarm
单体温差中度告警 | Monomer temperature difference moderate alarm
单体温差严重告警 | Monomer temperature difference major alarm
单体SOC低轻微告警 | Monomer low SOC minor alarm
单体SOC低中度告警 | Monomer low SOC moderate alarm
单体SOC低严重告警 | Monomer low SOC major alarm
单体SOC高轻微告警 | Monomer high SOC minor alarm
单体SOC高中度告警 | Monomer high SOC moderate alarm
单体SOC高严重告警 | Monomer high SOC major alarm
单体SOH低轻微告警 | Monomer low SOH minor alarm
单体SOH低中度告警 | Monomer low SOH moderate alarm
单体SOH低严重告警 | Monomer low SOH major alarm
单体SOH高轻微告警 | Monomer high SOH minor alarm
单体SOH高中度告警 | Monomer high SOH moderate alarm
单体SOH高严重告警 | Monomer high SOH major alarm
主控失联告警 | Master control loss alarm
从控失联告警 | Slave control loss alarm
组电压异常 | Pack voltage error
接触器断开异常 | Contactor abnormal disconnection
接触器闭合异常 | Contactor abnormal connecting
禁止充电状态 | Charging prohibition status
禁止放电状态 | Discharging prohibition status
BMS系统告警 | BMS system alarm
端了过温轻微告警 | Terminal over-temperature minor alarm
端子过温中度告警 | Terminal over-temperature moderate alarm
端子过温重度告警 | Terminal over-temperature major alarm
模块电压过压轻微告警 | Module overvoltage minor alarm
模块电压过压中度告警 | Module overvoltage moderate alarm
模块电压过压严重告警 | Module overvoltage major alarm
模块电压欠压轻微告警 | Module undervoltage minor alarm
模块电压欠压中度告警 | Module undervoltage moderate alarm
模块电压欠压严重告警 | Module undervoltage major alarm
电压采集失联 | Voltage collection loss
温度采集失联 | Temperature collection loss
有功功率/kW | Active power/kW
无功功率/kVar | Reactive power/kVar
直流功率/kW | DC power/kW
工作状态 | Working status
工作模式 | Working mode
电站运行状态 | Power station running status
A相电流/A | Phase A current/A
B相电流/A | Phase B current/A
C相电流/A | Phase C current/A
A-B线电压/V | Line A-B voltage/V
B-C线电压/V | Line B-C voltage/V
C-A线电压/V | Line C-A voltage/V
日放电量/kWh | Daily discharging quantity/kWh
总充电量/kWh | Total charging quantity/kWh
总放电量/kWh | Total discharging quantity/kWh
MV告警 | MV alarm
心跳异常 | Arrhythmia
继保设备通信异常 | Relay protection device communication error
IO扩展版通讯异常 | IO expansion board communication error
超温报警输出 | Over-temperature alarm output
LED板通讯异常 | LED board communication error
外供电防雷器FL1告警 | External power supply lightning protector FL1 alarm
电池箱供电防雷器FL2告警 | Battery box power supply lightning protector FL2 alarm
消防供电防雷器FL4告警 | Firefighting power supply lightning protector FL4 alarm
SCC柜空调设备通信异常 | SCC cabinet air conditioner communication error
SCC柜空调设备异常 | SCC cabinet air conditioner equipment error
负载电表通讯异常 | Load electric meter communication error
本地紧急停机 | Local emergency shutdown
远程紧急停机 | Remote emergency shutdown
超温跳闸输出 | Over-temperature trip output
交流绝缘故障 | AC insulation failure
温控器通信异常 | Temperature controller communication failure
智能控制柜烟感 | Intelligent control cabinet smoke sensor
温控装置故障输出 | Temperature controller failure output
系统载波同步故障 | System carrier synchronization failure
UPS市电断开故障 | UPS mains supply disconnecting failure
外供电交流断路器断开 | External power supply AC circuit breaker disconnecting
自供电交流熔断器断开 | Self-powered AC fuse disconnecting
配电变压器过温故障 | Power distribution transformer over-temperature
直流电流/A | DC current/A
直流电压/V | DC voltage/V
单元工作状态 | Unit working status
功率因数 | Power factor
模块温度1/℃ | Module temperature 1/℃
模块温度2/℃ | Module temperature 2/℃
模块温度3/℃ | Module temperature 3/℃
模块温度4/℃ | Module temperature 4/℃
模块温度5/℃ | Module temperature 5/℃
模块温度6/℃ | Module temperature 6/℃
直流欠压 | DC undervoltage
直流过压 | DC overvoltage
交流欠压 | AC undervoltage
交流过压 | AC overvoltage
孤岛保护 | Islanding protection
模组保护 | Module protection
模块过温 | Module over-temperature
电抗器过温 | Reactor over-temperature
过载保护 | Overload protection
风机1故障 | Fan 1 failure
直流过流 | DC overcurrent
交流过流 | AC overcurrent
交流防雷器故障 | AC lightning protector failure
采样故障 | Sampling fault
电池极性反接 | Battery polarity reverse connection
主机故障 | Main engine failure
直流防雷器故障 | DC lightning protector failure
直流分量故障 | DC component failure
机器码重复故障 | Machine code repeats
交流电压不平衡 | AC voltage imbalance
交流开关故障 | AC switch failure
软启动故障 | Software start failure
直流电压采样故障 | DC voltage sampling failure
驱动板故障 | Drive board failure
中点电位偏移 | Midpoint potential shift
载波同步故障 | Carrier synchronization failure
交流进线相序错误 | AC incoming line phase sequence error
门禁保护 | Access control protection
急停保护 | Emergency stop protection
交流预充电故障 | AC precharge failure
SCU与DSP通讯异常 | SCU and DSP communication error
BMS干节点 | BMS dry node
BMS电池故障 | BMS battery failure
交流欠频 | AC underfrequency
交流过频 | AC overfrequency
并机通讯故障 | Parallel communication failure
控制柜温度故障 | Control cabinet temperature failure
漏电流保护 | Leakage current protection
交流电流不平衡2 | AC current imbalance 2
交流电流不平衡3 | AC current imbalance 3
环温异常 | Ambient temperature error
硬件故障 | Hardware failure
烟感保护 | Smoke sensor protection
控制电源异常 | Control power error
交流电流不平衡1 | AC current imbalance 1
交流柜过温 | AC cabinet over-temperature
直流柜过温 | DC cabinet over-temperature
高压测量-la/A | High voltage measurement -la/A
高压测量-lc/A | High voltage measurement -lc/A
低压测量-la/A | Low voltage measurement -la/A
低压测量-lb/A | Low voltage measurement -lb/A
低压测量-lc/A | Low voltage measurement -lc/A
低压测量-Ua/V | Low voltage measurement -Ua/V
低压测量-Ub/V | Low voltage measurement -Ub/V
低压测量-Uc/V | Low voltage measurement -Uc/V
低压测量-Uab/V | Low voltage measurement -Uab/V
低压测量-Ubc/V | Low voltage measurement -Ubc/V
低压测量-Uca/V | Low voltage measurement -Uca/V
低压测量-P/kW | Low voltage measurement -P/kW
低压测量-Q/kVar | Low voltage measurement -Q/kVar
低压测量-Cos | Low voltage measurement -Cos
频率F-Hz | Frequency F-Hz
A相温度/℃ | Phase A temperature/℃
B相温度/℃ | Phase B temperature/℃
C相温度/℃ | Phase C temperature/℃
变压器室高温报警 | Transformer room over-temperature alarm
变压器高温报警 | Transformer over-temperature alarm
变压器超温跳闸 | Transformer over-temperature trip
变压器控仪故障报警信号 | Transformer controller failure alarm signal
风机电源分位报警 | Fan power supply level alarm
控制变欠压跳闸 | Control transformer undervoltage trip
高压远方位置 | High voltage remote position
低压断路器合位 | Low-voltage circuit breaker closing position
高压断路器分位 | High-voltage circuit breaker opening position
门禁信号 | Access control signal
烟感信号 | Smoke sensor signal
高压断路器未储能 | High-voltage circuit breaker no energy storage
地刀合位 | Ground knife closing position
地刀分位 | Ground knife opening position
变压器本体风机启动信号 | Transformer fan start signal
低压室风机启动信号 | Low-voltage chamber fan start signal
UPS失电信号 | UPS power loss signal
高侧过流一段 | High-voltage side overcurrent Section 1
高侧过流二段 | High-voltage side overcurrent Section 2
CT断线 | CT broken line
零序电流一段 | Zero sequence current Section 1
零序电流二段 | Zero sequence current Section 2
负序电流一段 | Negative sequence current Section 1
变压器顶盖风机启动信号 | Transformer top cover fan start signal
高侧过流三段 | High-voltage side overcurrent Section 3
隔离开关分位 | Isolation switch opening position
高压断路器合位 | High-voltage circuit breaker closing position
箱温控电源分位报警 | Opening position alarm of box temperature control power supply
负序电流二段 | Negative sequence current Section 2
差速断 | Differential speed disconnecting
低侧过流三段 | Low-voltage side overcurrent Section 3
低侧欠压 | Low-voltage side undervoltage
低侧过压 | Low-voltage side overvoltage
低侧PT断线 | Low-voltage side PT broken line
单相接地 | Single-phase grounding
差动保护 | Differential protection
差流过大 | Differential flow too high
低侧过流一段 | Low-voltage side overcurrent Section 1
低侧过流二段 | Low-voltage side overcurrent Section 2
485通讯错误 | 485 Communication error
事故总 | Total accident
预告总 | Total notice
低侧过负荷 | Low-voltage side overload
总有功功率/kW | Total active power/kW
总无功功率/kW | Total reactive power/kW
A相有功功率/kW | Phase A active power/kW
B相有功功率/kW | Phase B active power/kW
三峡电能鹰普(中国)20MW/40MWh储能电站监控大屏 | CTGR Impro (China) 20MW/40MWh Energy Storage Power Station Monitoring Screen
采日工商业微网孪生平台 | SERMATEC Industrial & Commercial Microgrid Twin Platform
登录失败，错误原因 | Login failure, reason
总览 | Overview
统计 | Statistics
数据对比 | Data comparison
在线状态 | Online status
告警规则 | Alarm rules
运维 | Operation & maintenance
遥测数据 | Telemetry data
遥信数据 | Remote data
采集日志 | Collection log
策略日志 | Policy log
数据库配置 | Database Config
规约表 | Protocol table
通道类型表 | Channel type table
通道表 | Channel table
设备表 | Equipment table
遥测转发配置表 | Telemetry forwarding configuration table
遥信转发配置表 | Telecommand forwarding configuration table
电度转发配置表 | Electric degree forwarding configuration table
遥控转发配置表 | Telecontrol forwarding configuration table
实时表 | Real-time table
遥测熟数据表 | Telemetry cooked data table
遥信熟数据表 | Telecommand cooked data table
主备配置表 | Active/standby configuration table
场站设置 | Station setting
电站配置 | Power station configuration
运维管理 | Operation & maintenance management
用户管理 | User management
切换主题 | Switch theme
切换语言 | Switch language
退出登录 | Logout
重置密码成功 | Password resetting succeeded
重置密码失败 | Password reset failed
请选择角色 | Please select a role
普通用户 | Ordinary user
普通管理员 | Ordinary administrator
超级管理员 | Super administrator
菜单权限 | Menu permission
账号状态 | Account status
密码 | Password
启用 | Enable
未启用 | Not enabled
请选择菜单权限 | Please select menu authority
保存 | Save
新增用户 | Add user
编辑用户 | Edit user
重置密码 | Reset password
密码格式有误 | Password format error
请输入用户名或选择角色！ | Please enter username or select a role!
找到以下用户！ | The following users are found!
查询失败，错误原因： | Query failure, error reason:
查询失败，没有符合条件的用户！ | Query failure, no matched user!
确定删除？ | Are you sure to delete it?
确定 | Confirm
删除成功！ | Deleted successfully!
删除失败，错误原因： | Deletion failure, error reason:
已取消删除 | Deletion cancelled
编辑成功！ | Edited successfully!
编辑失败， | Editing failed,
添加失败！内容不能为空！ | Failed to add! Content cannot be null!
添加成功！ | Added successfully!
请选择需要删除的数据 | Please select the data to delete
确定要删除吗 | Are you sure to delete it
修改成功 | Modified successfully
修改失败 | Modification failed
编辑用户信息 | Edit user information
请输入旧密码 | Please enter your old password
请输入新密码 | Please enter a new password
请确认密码 | Please confirm the password
请再次输入密码 | Please enter password again
两次输入密码不一致 | The two passwords entered do not match
修改失败！内容不能为空！ | Modification failed! Content cannot be null!
操作类型 | Operation type
描述 | Description
请输入用户名或选择日期！ | Please enter username or select the date!
找到以下操作记录 | The following operation records are found
查询失败，没有符合条件的操作记录 | Query failure, no matched operation records
至 | to
提示 | Prompt
系统角色 | System role
时区 | Time zone
货币 | Currency
储能装机容量(MW) | Energy storage installed capacity (MW)
光伏装机容量(MW) | PV installed capacity (MW)
充电桩装机容量(MW) | Charging pile installed capacity (MW)
电芯温度最大值(℃) | Max. cell temperature (℃)
新增电站 | Add power station
请输入电站名称 | Please enter the power station name
请选择电站类型 | Please select the power station type
请输入光伏装机容量 | Please enter PV installed capacity
请输入充电桩装机容量 | Please enter charging pile installed capacity
请输入电芯安全运行温度范围 | Please enter cell safe running temperature range
请选择时区 | Please select the time zone
请输入电站位置 | Please enter power station position
请选择货币 | Select currency
东西十二区 | Eastern/western 12 time zones
编辑电站 | Edit power station
人民币 | Ren Min Bi and RMB
美元 | Dollar
欧元 | EUR
澳元 | AUD
电芯温度最小值(℃) | Min. cell temperature (℃)
储能装机功率(kW) | Energy storage installed capacity (kW)
实时功率(kW) | Real-time power (kW)
PCS详情 | PCS details
查询PCS详情失败，错误原因： | PCS details query failure, error reason:
数据项： | Data item:
对比日期： | Comparison date:
选择日期 | Select date
PCS监测曲线(比对日期 | PCS monitoring curve (comparison date
今日日期 | Current date
PCS监测曲线 | PCS monitoring curve
总无功功率/kVar | Total reactive power/kVar
交流侧Uab/V | AC side Uab/V
查询监测曲线失败，错误原因： | Monitoring curve query failure, error reason:
交流侧Ubc/V | AC side Ubc/V
交流侧Uca/V | AC side Uca/V
直流进线电压/V | DC incoming line voltage/V
直流母线电流/A | DC busbar current/A
直流母线电压/V | DC busbar voltage/V
交流电压/V | DC voltage/V
交流频率/Hz | AC frequency/Hz
交流总电流/A | AC total current/A
交流侧有功功率/kW | AC side active power/kW
交流侧无功功率/kVar | AC side reactive power/kVar
功率因数实际值 | Power factor actual value
交流侧电流Ia/A | AC side current Ia/A
交流侧电流Ib/A | AC side current Ib/A
交流侧电流Ic/A | AC side current Ic/A
逆变器进风温度/℃ | Inverter inlet air temperature/℃
设备异常字 | Equipment exception word
急停状态 | Emergency stop status
交流侧浪涌保护 | AC side surge protection
直流侧隔离开关状态 | DC side isolation switch status
合闸准备就绪 | Closing ready
运行准备好 | Running ready
运行信号 | Operating signal
故障状态 | Fault status
报警状态 | Alarm status
交流侧主开关状态 | AC side main switch status
远程就地模式 | Remote/local mode
充电模式 | Charge mode
放电模式 | Discharge mode
待机状态 | Standby status
在线启动状态 | Online start status
禁止启动状态 | Start prohibition status
跳闸状态 | Trip status
交流侧Uab(V) | AC side Uab(V)
交流侧Ubc(V) | AC side Ubc(V)
交流侧Uca(V) | AC side Uca(V)
直流母线电流(A) | DC busbar current (A)
直流母线电压(V) | DC busbar voltage (V)
交流电压(V) | AC voltage (V)
交流频率(Hz) | AC frequency (Hz)
交流总电流(A) | AC total current (A)
交流侧有功功率(kW) | AC side active power (kW)
交流侧无功功率(kVar) | AC side reactive power (kVar)
交流测电流Ia(A) | AC side current Ia(A)
交流测电流Ib(A) | AC side current Ib(A)
交流测电流Ic(A) | AC side current Ic(A)
逆变器进风温度(℃) | Inverter inlet air temperature (℃)
电芯最大电压/V | Max. cell voltage/V
电芯最低电压/V | Min. cell voltage/V
最大充电功率限值/kW | Max. charging power limit/kW
最大放电功率限值/kW | Max. discharging power limit/kW
累计充电电量/kWh | Accumulated charging quantity/kWh
累计放电电量/kWh | Accumulated discharging quantity/kWh
电操状态 | Electric actuator status
BMS数据 | BMS data
电芯详情 | Cell details
电池堆电压/V | Battery stack voltage/V
运行数据 | Running data
设备类型： | Equipment type:
电池堆SOC/% | Battery stack SOC/%
电池堆SOH/% | Battery stack SOH/%
最高电池电压/V | Max. battery voltage/V
最高电池电压组号 | Max. battery voltage No.
最低电池电压/V | Min. battery voltage/V
最低电池电压组号 | Min. battery voltage No.
最高电池温度/℃ | Max. battery temperature/℃
设备： | Equipment:
第1簇 | Cluster 1
第2簇 | Cluster 2
第3簇 | Cluster 3
第4簇 | Cluster 4
第5簇 | Cluster 5
第6簇 | Cluster 6
第7簇 | Cluster 7
第8簇 | Cluster 8
第9簇 | Cluster 9
电表数据 | Electric meter data
电表详情 | Electric meter details
储能计量表 | Energy storage meter
负载电表 | Load electric meter
BMS曲线 | BMS curve
电池堆电流/A | Battery stack current/A
还原 | Restore
保存为图片 | saved as a picture
电表监测曲线 | Electric meter monitoring curve
查询BMS详情失败，错误原因： | BMS details query failure, error reason:
数据曲线 | Data curve
区域缩放 | Area Zoom
区域缩放还原 | Area Zoom Restoration
Pack极柱温度 | Pack pole cylinder temperature
负极： | Negative pole:
正极： | Positive pole:
Pack熔断器温度 | Pack fuse temperature
左侧： | Left side:
右侧： | Right side:
查询电芯详情失败，错误原因： | Cell details query failure, error reason:
BMS监测曲线- | BMS monitoring curve-
第10簇 | Cluster 10
查询空调详情失败，错误原因： | Air conditioner details query failure, error reason:
柜内回风温度 | Cabinet return air temperature
冷凝器温度 | Condenser temperature
蒸发器温度 | Evaporator temperature
交流输入电压 | AC input voltage
空调设备 | Air conditioner
温湿度计设备 | Temperature/humidity meter
环境湿度 | Environmental humidity
簇电池电压 | Cluster battery voltage
簇电池电流 | Cluster battery current
簇电池SOC | Cluster battery SOC
簇电池SOH | Cluster battery SOH
历史数据存储配置表 | Historical data storage configuration table
获取IP地址失败！错误原因： | Failed to acquire IP address! Error reason:
储能计量表： | Energy storage meter:
请输入电芯温度最大值 | Please enter max. cell temperature
请输入电芯温度最小值 | Please enter min. cell temperature
储能总览 | Energy storage overview
今日充电量 | Today's charging quantity
今日放电量 | Today's discharging quantity
今日充放电效率 | Today's charging/discharging efficiency
累计充放电效率 | Accumulated charging/discharging efficiency
运行指标 | Running index
正常 | Normal
周收益 | Weekly income
充放电量 | Charging and discharging quantity
告警时间 | Alarm time
设备列表 | Equipment list
策略生成 | Policy generation
当前执行 | Current execution
输入关键字进行过滤 | Enter keywords to filter
电表 | Electricity meter
查询失败错误原因 | Error reason of query failure
曲线 | Curve
指标 | Index
并网点： | Grid connection point:
控制模式 | Control mode
低压合闸 | Low-voltage closing
高压分闸 | High-voltage opening
高压合闸 | High-voltage closing
开机 | Power-on
关机 | Power-off
复位 | Reset
确认下发 | Confirm to issue
指令吗？ | instruction?
请选择设备类型 | Please select equipment type
界面刷新失败错误原因 | Error reason of interface refresh failure
下发控制指令成功 | Control instruction issuing succeeds
下发控制指令失败，错误原因： | Control instruction issuing failed, error reason:
下发控制指令失败，错误原因：密码错误 | Control instruction issuing failed, error reason: Password error
下发控制指令失败，错误原因：参数值非法 | Control instruction issuing failed, error reason: Parameter illegal value
电价规则 | Electricity price rule
规则编号 | Rule No.
规则描述 | Rule description
电价类型 | Electricity price type
尖时电价/元 | Sharp electricity price/yuan
峰时电价/元 | Peak electricity price/yuan
平时电价/元 | Shoulder electricity price/yuan
谷时电价/元 | Valley electricity price/yuan
新增电价规则 | Add electricity price rule
编辑电价规则 | Edit electricity price rule
市电 | Mains supply
光伏上网 | PV on-grid
尖： | Sharp:
峰： | Peak:
平： | Shoulder:
谷： | Valley:
清空时段 | Clear time period
电价(元) | Electricity price (yuan)
时段电价 | Time period electricity price
规则周期 | Rule period
请填写完整字段 | Please fill in the complete field
确认清空 | Confirm to clear
系统提示 | System prompt
清空成功 | Clear successfully
确认删除选中时段 | Confirm to delete selected time period
已取消清空 | Clearing cancelled
时间区间重复 | Time interval repeats
时段必须满足24小时 | Time period must reach 24h
结束时间必须大于开始时间 | The end time must be later than the start time
并网点管理 | Grid-connection point management
并网点编号 | Grid-connection point No.
并网点名称 | Grid-connection point name
并网模式 | Grid-connection mode
能源模式 | Energy mode
策略执行周期(ms) | Policy execution period (ms)
详情 | Details
分支配置 | Branch configuration
末端模式配置 | Terminal mode configuration
并网点详情 | Grid-connection point details
虚拟设备号 | Virtual equipment No.
停用 | Disable
自动离并网 | Auto grid connection/disconnection
手动离并网 | Manual grid connection/disconnection
储能模式 | Energy storage mode
光储模式 | Optical storage mode
光储充模式 | Optical energy storage mode
储充模式 | Energy storage mode
禁止光伏上网 | Prohibit PV on-grid
允许光伏上网 | Allow PV on-grid
储能是否允许电网充电 | Whether energy storage allows grid charging
禁止电网充电 | Prohibit grid charging
允许电网充电 | Allow grid charging
充电桩是否允许电网充电 | Whether charging pile allows grid charging
是否允许控制充电桩 | Whether allow charging pile control
是否允许控制光伏 | Whether allow PV control
禁止控制充电桩 | Prohibit charging pile control
允许控制充电桩 | Allow charging pile control
禁止控制光伏 | Prohibit PV control
允许控制光伏 | Allow PV control
储能控制模式 | Energy storage control mode
最大功率 | Max. power
满时段均匀 | Full period uniform
计划曲线 | Planned curve
储能分支功率下发模式 | Power distribution mode of energy storage branch
平均功率 | Average power
soc动态均衡 | soc dynamic balancing
储能末端阶梯降功率模式 | Energy storage terminal step-down power mode
无 | No
电芯电压 | Cell voltage
soc | soc
是否防过载 | Anti-overload or not
是否扩容 | Capacity expansion or not
是否防逆流 | Anti-reflux or not
是否全时段 | Full period or not
是 | Yes
否 | No
变压器容量/kW | Transformer capacity/kW
防逆流功率触发值/kW | Anti-reflux power trigger value/kW
功率调节步长/kW | Power adjustment step length/kW
功率调节波动范围/kW | Power adjustment fluctuation range/kW
负荷电表设备号 | Load meter equipment No.
计量电表设备号 | Electric meter equipment No.
光伏电表设备号 | PV meter equipment No.
充电桩电表设备号 | Charging pile meter equipment No.
基本信息 | Basic info
运行参数 | Running the parameter
下一步 | Next
上一步 | Previous
新增并网点 | Add grid-connection point
修改并网点 | Modify grid-connection point
保存配置 | Save Config
是否确认保存并网点配置？ | Confirm to save grid-connection point configuration?
确认 | Confirm
分支名称 | Branch name
设备号 | Equipment No.
电池容量/kWh | Battery capacity/kWh
禁充电压/V | Charging prohibition voltage/V
禁充回落电压/V | Charging prohibition drop voltage/V
禁放电压/V | Discharging prohibition voltage/V
禁放回升电压/V | Charging prohibition rise voltage/V
soc下限/% | soc lower limit/%
soc上限/% | soc upper limit/%
额定功率/kW | Rated power (kW)
最大输出百分比/% | Max. output percentage/%
光伏最大功率/kW | PV max. power/kW
充电桩最大功率/kW | Charging pile max. power/kW
储能分支 | Energy storage branch
光伏分支 | PV branch
充电桩分支 | Charging pile branch
PCS | PCS
BMS | BMS
电芯电压上限 | Cell voltage upper limit
电芯电压下限 | Cell voltage lower limit
有功功率 | Active power
soc上限 | soc upper limit
soc下限 | soc lower limit
操作成功 | Operated successfully
操作失败错误原因 | Error reason of operation failure
请填写正确的表单信息 | Please fill in sheet information correctly
不能为空 | Cannot be null
开始日期格式错误 | Start date format error
结束日期格式错误 | End date format error
开始日期应小于或等于结束日期 | Start date should be earlier than or equal to end date
日期区间重复 | Date interval repeats
策略执行周期 | Policy execution period
防逆流功率触发值 | Anti-reflux power trigger value
功率调节步长 | Power adjustment step length
功率调节波动范围 | Power adjustment fluctuation range
日历 | Calendar
今天 | Today
新建策略 | Create policy
策略名称 | Policy name
功率(kW) | Power (kW)
目标SOC(%) | Target SOC (%)
充放电类型 | Charging/discharging type
创建策略执行日程 | Policy execution schedule
日程名称 | Schedule name
请输入日程名称 | Please enter the schedule name
策略 | Policy
类型 | Type
变压器容量保护比例(%) | Transformer capacity protection proportion (%)
执行日程列表 | Execute schedule list
请输入策略名称 | Enter a policy name
编辑策略执行日程 | Edit policy execution schedule
自发自用 | Self-generation self-use
查看详情 | View details
查看策略执行日程 | Check policy execution schedule
编辑策略 | Edit policy
特殊 | Special
默认 | Default
策略编号 | Policy No.
日程编号 | Schedule No.
查看策略 | Check policy
储能累计充电量 | Energy storage accumulated charging quantity
储能累计放电量 | Energy storage accumulated discharging quantity
光伏累计发电量 | PV accumulated charging quantity
充电桩累计充电量 | Charging pile accumulated charging quantity
今日收益 | Today's income
储能日充电量 | Energy storage daily charging quantity
储能日放电量 | Energy storage daily discharging quantity
光伏日发电量 | PV daily electricity production
充电桩日充电量 | Charging pile daily charging quantity
负载 | Load
电网 | Power Grid
储能装机功率 | Energy storage installed capacity
充电桩装机容量 | Charging pile installed capacity
查看列表 | View list
请输入储能装机功率 | Please enter energy storage installed power
安装位置 | Installation position
投运日期 | Running date
装机容量 | Installed capacity
今日发电量 | Today's electricity production
今日并网量 | Today's grid-connection quantity
累计并网量 | Accumulated grid-connection quantity
告警信息 | Alarm information
告警设备 | Alarm equipment
发电量统计 | Electricity production statistics
充电桩状态统计 | Charging pile status statistics
充电桩一览表 | Charging pile list
充电电压 | Charging voltage
充电功率 | Charging power
充电电量 | Charging quantity
车辆SOC | Vehicle SOC
累计电费 | Accumulated electricity price
累计服务费 | Accumulated service fee
累计总金额 | Accumulated total amount
数据更新时间 | Data update time
运行时长 | Operation time
订单号 | Order No.
订单状态 | Order status
充电桩总数 | Charging pile total quantity
日充电收益 | Daily charging income
月充电收益 | Monthly charging income
日总充电量 | Daily total charging quantity
日总用电量 | Daily total electricity consumption
月总充电量 | Monthly total charging quantity
月总用电量 | Monthly total electricity consumption
充电中 | Charging in progress
已插枪 | Charging gun inserted
空闲中 | Idle
故障中 | Fault condition
直流充电桩 | DC charging pile
交流充电桩 | AC charging pile
空闲充电桩 | Idle charging pile
占用充电桩 | Occupied charging pile
故障充电桩 | Faulty charging pile
空闲 | Idle
占用 | Occupied
告警类别 | Alarm category
历史严重告警总数 | Total of historical major alarms
今日处理严重告警数 | Today's processing number of major alarms
近半年严重告警平均处理时长 | Average processing time of major alarms within half a year
告警总数 | Total alarms
告警等级分布 | Alarm level distribution
告警类别分布 | Alarm category distribution
查询设备状态失败，错误原因： | Equipment status query failure, error reason:
查询设备列表失败，错误原因： | Equipment list query failure, error reason:
PCS监测曲线- | PCS monitoring curve-
查询PCS运行状态失败，错误原因： | PCS running status query failure, error reason:
请选择电池簇 | Please select battery cluster
查询BMS运行状态失败，错误原因： | BMS running status query failure, error reason:
查询电表详情失败，错误原因： | Electricity meter details query failure, error reason:
电表监测曲线- | Electric meter monitoring curve-
查询温湿度计详情失败，错误原因： | Temperature/humidity meter details query failure, error reason:
其他设备监测曲线 | Other equipment monitoring curve
其他设备监测曲线- | Other equipment monitoring curve-
请选择对比方式 | Please select a comparison method
请选择开始时间 | Please select a start time
选择一个或多个日期 | Select one or more date
电站区间数据 | Power station interval data
相同时间不同数据项 | Different data items within same time
不同时间相同数据项 | Same data items within different time
不同时间不同数据项 | Different data items within different time
最多选择 | At most select
个日期 | data
最多添加1个对象 | Add 1 object at most
最多添加2个对象 | Add 2 objects at most
最多添加5个对象 | Add 5 objects at most
已经选择该对象 | This object is selected
请选择报表类型 | Please select a statement type
请选择汇总维度 | Please select a summary dimension
拼命加载中 | Loading
统计报表 | Statistical statement
日报表 | Daily statement
周报表 | Weekly statement
月报表 | Monthly statement
年报表 | Yearly statement
总报表 | Total statement
场站 | Station
电站报表 | Station statement
查询并网点失败，错误原因： | Grid-connection point query failure, error reason:
查询报表失败，错误原因： | Statement query failure, error reason:
上海采日能源科技有限公司 | Shanghai SERMATEC Energy Technology Co., Ltd.
电站运行数据 | Power station running data
电量报表 | Electricity quantity statement
收益报表 | Income statement
严重告警数 | Major alarm quantity
上网电量(kWh) | On-grid electricity quantity (kWh)
电网买电量(kWh) | Grid electricity procurement quantity (kWh)
光伏发电量(kWh) | PV electricity production (kWh)
充电桩充电量(kWh) | Charging pile charging quantity (kWh)
储能总充电量(kWh) | Energy storage total charging quantity (kWh)
储能总放电量(kWh) | Energy storage total discharging quantity (kWh)
储能充放电效率(%) | Energy storage charging/discharging efficiency (%)
充电成本(元) | Charging cost (yuan)
放电收益(元) | Discharging income (yuan)
充电量(kWh) | Charging quantity (kWh)
放电量(kWh) | Discharging quantity (kWh)
发电量(kWh) | Electricity production (kWh)
用电量(kWh) | Electricity consumption (kWh)
发电收益(元) | Power generation income (yuan)
充电收益(元) | Charging income (yuan)
实际收益 | Actual income
储能充电量(kWh) | Energy storage charging quantity (kWh)
储能放电量(kWh) | Energy storage discharging quantity (kWh)
储能收益(元) | Energy storage income (yuan)
光伏收益(元) | PV income (yuan)
充电桩收益(元) | Charging pile income (yuan)
总收益(元) | Total income (yuan)
序号 | No.
电芯电压下限(V) | Cell voltage lower limit (V)
电芯电压上限(V) | Cell voltage upper limit (V)
有功功率(kW) | Active power (kW)
SOC下限(%) | SOC lower limit (%)
SOC上限(%) | SOC upper limit (%)
低级告警 | Low level alarm
中级告警 | Moderate level alarm
高级告警 | High level alarm
严重告警 | Major alarm
删除电价规则 | Delete electricity price rules
电价规则时段配置 | Electricity price rule period configuration
并网点分支配置 | Grid-connection point branch configuration
并网点末端模式配置 | Grid-connection point terminal mode configuration
删除并网点 | Delete grid-connection point
删除策略 | Delete Policy
删除策略执行日程 | Delete policy execution schedule
请输入用户名和选择日期！ | Please enter username and select date!
请选择日期！ | Select date!
系统模块 | System module
操作参数 | Operation parameters
修改 | Modify
下发命令 | Issue instruction
删除用户 | Delete user
修改用户 | Modify user
修改电站 | Modify power station
删除电站 | Delete power station
自动刷新 | Refresh automatically
修改个人信息 | Modify personal information
重置密码成功！ | Password resetting succeeded!
重置密码失败，错误原因： | Password reset failure, error reason:
泰铢 | THB
日元 | JPY
瑞士法郎 | CHF
英镑 | GBP
添加失败，错误原因： | Adding failure, error reason:
下限应小于或等于上限 | Lower limit should be lower than or equal to upper limit
区间重复 | Interval repeats
是否确认删除并网点？ | Are you sure to delete the grid-connection point?
确认退出编辑？ | Are you sure to quit editing?
停留在当前页面 | Stay in current page
是否确认删除电价规则？ | Are you sure to delete electricity price rules?
时 | Hour
分 | minute
是否确认删除策略？ | Are you sure to delete the policy?
是否确认删除方案？ | Are you sure to delete the scheme?
确认退出？ | Confirm to exit?
目标SOC | Target SOC
万元 | ten thousand yuan
分支电表类型 | Branch meter type
防逆流电表设备号 | Anti-reflux meter equipment No.
防过载且单独计量 | Anti-overload and independent metering
个 | pcs
初始状态 | Initial status
就绪 | Ready
簇维护 | Cluster maintenance
禁充 | Prohibit charging
禁放 | Prohibit discharging
充放禁止 | Charging/discharging prohibited
故障恢复 | Failure recovery
测试模式 | Test mode
下电中 | Power-off in progress
下电完成 | Power-off completes
未运行 | Not run
最低电池温度/℃ | Min. battery temperature/℃
最低电池温度组号 | Min. battery temperature pack No.
堆累计充电电量/kWh | Stack accumulated charging quantity/kWh
堆累计放电电量/kWh | Stack accumulated discharging quantity/kWh
堆单次累计充电电量/kWh | Stack single accumulated charging quantity/kWh
堆单次累计放电电量/kWh | Stack single accumulated discharging quantity/kWh
堆可充电量/kWh | Stack rechargeable quantity/kWh
堆可放电量/kWh | Stack dischargeable quantity/kWh
可用放电时间/min | Available discharging period/min
可用充电时间/min | Available charging period/min
允许最大放电功率/kW | Allowed max. discharging power/kW
允许最大充电功率/kW | Allowed max. charging power/kW
允许最大放电电流/A | Allowed max. discharging current/A
允许最大充电电流/A | Allowed max. charging current/A
当天放电电量/kWh | Daily discharging quantity/kWh
当天充电电量/kWh | Daily charging quantity/kWh
运行温度/℃ | Running temperature/℃
堆当前状态 | Current stack status
电池堆绝缘电阻/KΩ | Battery stack insulation resistance/KΩ
PCS和BMS通信故障 | PCS and BMS communication failure
EMS和BMS通信故障 | EMS and BMS communication failure
堆累计充电时间/s | Stack accumulated charging period/s
堆累计放电时间/s | Stack accumulated discharging period/s
单体欠压严重告警 | Monomer undervoltage major alarm
端子过温轻微告警 | Terminal over-temperature minor alarm
分闸 | Opening
合闸 | Closing
其他 | Others
通讯失联 | Communication loss
通讯正常 | Normal communication
电池堆电压(V) | Battery stack voltage (V)
电池堆电流(A) | Battery stack current (A)
电池堆SOC(%) | Battery stack SOC (%)
最高电池电压(V) | Max. battery voltage (V)
最低电池电压(V) | Min. battery voltage (V)
最高电池温度(℃) | Max. battery temperature (℃)
最低电池温度(℃) | Min. battery temperature (℃)
堆可充电量(kWh) | Stack rechargeable quantity (kWh)
堆可放电量(kWh) | Stack dischargeable quantity (kWh)
频率 | Frequency
A-B线电压 | Line A-B voltage
C-B线电压 | Line C-B voltage
A-C线电压 | Line A-C voltage
正向有功最大需量 | Positive active max. demand
反向有功最大需量 | Reverse active max. demand
当日正向有功最大需量 | Daily positive active max. demand
组电压/V | Pack voltage/V
组电流/A | Pack current/A
模块温度/℃ | Module temperature/℃
组SOC/% | Pack SOC/%
组SOH/% | Pack SOH/%
组绝缘电阻/KΩ | Pack insulation resistance/KΩ
平均单体电压/V | Average monomer voltage/V
平均单体温度/℃ | Average monomer temperature/℃
最高单体电压/V | Max. monomer voltage/V
最低单体电压/V | Max. monomer voltage/V
最高单体温度/℃ | Max. monomer temperature/℃
最低单体温度/℃ | Min. monomer temperature/℃
最高单体SOC/% | Max. monomer SOC/%
最低单体SOC/% | Min. monomer SOC/%
最高单体SOH/% | Max. monomer SOH/%
最低单体SOH/% | Min. monomer SOH/%
单次累计充电电量/kWh | Single accumulated charging quantity/kWh
单次累计放电电量/kWh | Single accumulated discharging quantity/kWh
可充电量/kWh | Rechargeable quantity/kWh
可放电量/kWh | Dischargeable quantity/kWh
端电流重度告警 | Terminal current major alarm
端子温度过高重度告警 | Terminal over-temperature major alarm
当前组合有功总电能/kWh | Current combination active total electric energy/kWh
当前组合有功尖电能/kWh | Current combination active sharp electric energy/kWh
当前组合有功峰电能/kWh | Current combination active peak electric energy/kWh
当前组合有功平电能/kWh | Current combination active shoulder electric energy/kWh
当前组合有功谷电能/kWh | Current combination active valley electric energy/kWh
当前正向总有功电能/kWh | Current positive total active electric energy/kWh
当前正向有功尖电能/kWh | Current positive active sharp electric energy/kWh
当前正向有功峰电能/kWh | Current positive active peak electric energy/kWh
当前正向有功平电能/kWh | Current positive active shoulder electric energy/kWh
当前正向有功谷电能/kWh | Current positive active valley electric energy/kWh
当前反向总有功电能/kWh | Current reverse total active electric energy/kWh
当前反向有功尖电能/kWh | Current reverse active sharp electric energy/kWh
当前反向有功峰电能/kWh | Current reverse active peak electric energy/kWh
当前反向有功平电能/kWh | Current reverse active shoulder electric energy/kWh
当前反向有功谷电能/kWh | Current reverse active valley electric energy/kWh
当前组合无功总电能/kWh | Current combination reactive total electric energy/kWh
当前组合无功尖电能/kWh | Current combination reactive sharp electric energy/kWh
当前组合无功峰电能/kWh | Current combination reactive peak electric energy/kWh
当前组合无功平电能/kWh | Current combination reactive shoulder electric energy/kWh
当前组合无功谷电能/kWh | Current combination reactive valley electric energy/kWh
当前正向总无功电能/kWh | Current positive total reactive electric energy/kWh
当前正向无功尖电能/kWh | Current positive reactive sharp electric energy/kWh
当前正向无功峰电能/kWh | Current positive reactive peak electric energy/kWh
当前正向无功平电能/kWh | Current positive reactive shoulder electric energy/kWh
当前正向无功谷电能/kWh | Current positive reactive valley electric energy/kWh
当前反向总无功电能/kWh | Current reverse total reactive electric energy/kWh
当前反向无功尖电能/kWh | Current reverse reactive sharp electric energy/kWh
当前反向无功峰电能/kWh | Current reverse reactive peak electric energy/kWh
当前反向无功平电能/kWh | Current reverse reactive shoulder electric energy/kWh
当前反向无功谷电能/kWh | Current reverse reactive valley electric energy/kWh
A相电压/V | Phase A voltage/V
B相电压/V | Phase B voltage/V
C相电压/V | Phase C voltage/V
频率/Hz | Frequency/Hz
C-B线电压/V | Line C-B voltage/V
A-C线电压/V | Line A-C voltage/V
C相有功功率/kW | Phase c active power/kW
A相无功功率/kVar | Phase A reactive power/kVar
B相无功功率/kVar | Phase B reactive power/kVar
C相无功功率/kVar | Phase C reactive power/kVar
A相视在功率/kVA | Phase A apparent power/kVA
B相视在功率/kVA | Phase B apparent power/kVA
C相视在功率/kVA | Phase C apparent power/kVA
总视在功率/kVA | Total apparent power/kVA
防逆流电表： | Anti-reflux electricity meter:
防过载电表： | Anti-overload electricity meter:
防逆流电表 | Anti-reflux electricity meter
防过载电表 | Anti-overload electricity meter
并网点功率 | Grid-connection point power
防逆流功率 | Anti-reflux power
组电压(V) | Pack voltage (V)
组电流(A) | Pack current (A)
组SOC(%) | Pack SOC (%)
组SOH(%) | Pack SOH (%)
BMS监测曲线 | BMS monitoring curve
防过载电表设备号 | Anti-overload meter equipment No.
正向有功电能(kWh) | Positive active electric energy (kWh)
反向有功电能(kWh) | Reverse active electric energy (kWh)
总有功功率(kW) | Total active power (kW)
总无功功率(kVar) | Total reactive power (kVar)
总视在功率(kVA) | Total apparent power (kVA)
总计 | Total
空调状态 | Air conditioner status
温湿度计状态 | Temperature/humidity meter status
柜内回风温度/℃ | Cabinet return air temperature/℃
环境温度/℃ | Ambient temperature/℃
光伏发电量 | PV electricity production
储能充电量 | Energy storage charging quantity
储能放电量 | Energy storage discharging quantity
充电桩充电量 | Charging pile charging quantity
电网买电量 | Grid electricity procurement quantity
上网量 | On-grid electricity quantity
储能电量 | Energy storage electricity quantity
充电桩电量 | Charging pile electricity quantity
用电量 | Power consumption
储能收益 | Energy storage income
光伏收益 | PV income
充电桩收益 | Charging pile income
发电收益 | Power generation income
放电收益 | Discharging income
充电收益 | Charging income
当前控制模式： | Current control mode:
修改成功！ | Modified successfully!
设备配置 | Equipment configuration
请按MM-DD格式输入开始日期 | Please enter start date in MM-DD format
请按MM-DD格式输入结束日期 | Please enter end date in MM-DD format
母线一 | Busbar 1
母线二 | Busbar 2
母线三 | Busbar 3
母线四 | Busbar 4
并网点一 | Grid-connection point 1
并网点二 | Grid-connection point 2
请选择储能控制模式 | Please select energy storage control mode
变压器配置 | Transformer configuration
变压器编号 | Transformer No.
变压器名称 | Transformer name
变压器容量/kva | Transformer capacity/kva
变压器容量保护比例/% | Transformer capacity protection proportion/%
变压器等级 | Transformer grade
并网点充电占比/% | Grid-connection point charging proportion/%
并网点放电占比/% | Grid-connection point discharging proportion/%
父级变压器 | Parent transformer
负载电表设备号 | Load electric meter equipment No.
下挂PCS设备号 | Suspended PCS equipment No.
需量配置 | Demand configuration
是否需量控制 | Demand control required or not
需量控制模式 | Demand control mode
按月配置 | Configuration by month
电表【当前月】 | Electricity meter [current month]
12个月需量 | 12-month demand
需量保护百分比/% | Demand protection proportion/%
请填写变压器名称 | Please fill in transformer name
请填写变压器容量 | Please fill in transformer capacity
请填写变压器容量保护比例 | Please fill in transformer capacity protection proportion
请填写防逆流功率触发值 | Please fill in anti-reflux power trigger value
请填写变压器等级 | Please fill in transformer grade
请选择是否防过载 | Please select anti-overload or not
请选择是否扩容 | Please select whether to expand capacity
请选择是否全时段 | Please select whether full time period
请填写并网点充电占比 | Please fill in grid-connection point charging proportion
请填写并网点放电占比 | Please fill in grid-connection point discharging proportion
请选择父级变压器 | Please select parent transformer
请填写负载电表设备号 | Please fill in load electric meter equipment No.
请填写下挂PCS设备号 | Please fill in suspended PCS equipment No.
请选择是否启用 | Please select whether to activate
新增变压器 | Add transformer
编辑变压器 | Edit transformer
删除变压器 | Delete transformer
是否确认删除变压器？ | Are you sure to delete the transformer?
请选择是否防逆流 | Please select anti-reflux or not
级 | level
参数校验失败 | Parameter validation failed
如需填写多个，请以英文逗号分隔 | When multiple contents are filled in, please separate them with English comma
格式错误 | Format error
负载电表设备号格式错误 | Load electric meter equipment No. format error
下挂PCS设备号格式错误 | Suspended PCS equipment No. format error
12个月需量格式错误 | 12-month demand format error
月月需量 | Monthly demand
功率/% | Power/%
电网频率/Hz | Grid frequency/Hz
日充电量/kWh | Daily charging quantity/kWh
ISO检测版通讯异常 | IO detection board communication error
UPS防雷器FL3告警 | UPS lightning protector FL3 alarm
消防供电防雷器FL4 | Firefighting power supply lightning protector FL4
SCC柜空调设备告警 | SCC cabinet air conditioner equipment alarm
计量电表通讯异常 | Electric meter communication error
关口电表通讯异常 | Gateway electric meter communication error
MV故障 | MV failure
户外房温度异常 | Outdoor room temperature error
变压器副边断路器断开 | Transformer secondary circuit breaker disconnecting
停机 | Shutdown
告警运行 | Alarm running
故障停机 | Failure shutdown
并网恒流 | Grid-connected constant current
并网恒压 | Grid-connected constant voltage
并网恒功率 | Grid-connected constant power
离网模式 | Grid-off mode
VSG模式 | VSG Mode
一级变压器只能设置一个 | Only one Level 1 transformer can be set
储能电量明细 | Details of energy storage electricity quantity
储能收益统计 | Energy storage income statistics
尖时段充电收益 | Sharp period charging income
峰时段充电收益 | Peak period charging income
平时段充电收益 | Shoulder period charging income
谷时段充电收益 | Valley period charging income
充电合计 | Charging total
尖时段放电收益 | Sharp period discharging income
峰时段放电收益 | Peak period discharging income
平时段放电收益 | Shoulder period discharging income
谷时段放电收益 | Valley period discharging income
放电合计 | Discharging total
历史告警统计 | Historical alarm statistics
一次接线图 | Primary wiring diagram
开关合闸 | Switch closing
开关分闸 | Switch opening
防过载功率 | Anti-overload power
PCS总有功功率 | PCS total active power
鹰普二期一次接线图 | Primary Wiring Diagram of Impro Phase 2
防逆流装置 | Anti-reflux device
号高压开关 | High-voltage switch
变压器 | Transformer
高压侧A相电流 | High-voltage side Phase A current
高压侧B相电流 | High-voltage side Phase B current
高压侧C相电流 | High-voltage side Phase C current
低压侧A相电流 | Low-voltage side Phase A current
低压侧B相电流 | Low-voltage side Phase B current
低压侧C相电流 | Low-voltage side Phase C current
低压侧无功功率 | Low-voltage side reactive power
号PCS交流开关 | PCS AC switch
按键关机 | Button power-off
预充 | Precharge
同步 | Synchronous
降额运行 | Derated running
状态 | Status
无功功率 | Inactive power
簇 | Cluster
电池舱 | Battery compartment
充电状态 | Charging status
放电状态 | Discharging status
零功率状态运行 | Running under zero power status
允许充电 | Allow charging
效率/%: | Efficiency/%:
无功功率(kVar) | Reactive power (kVar)
A相电流(A) | Phase A current (A)
B相电流(A) | Phase B current (A)
C相电流(A) | Phase C current (A)
电网频率(Hz) | Grid frequency (Hz)
A-B线电压(V) | Line A-B voltage (V)
B-C线电压(V) | Line B-C voltage (V)
C-A线电压(V) | Line C-A voltage (V)
日充电量(kWh) | Daily charging quantity (kWh)
日放电量(kWh) | Daily discharging quantity (kWh)
总充电量(kWh) | Total charging quantity (kWh)
总放电量(kWh) | Total discharging quantity (kWh)
BMS通讯异常 | BMS communication error
变压器过温 | Transformer over-temperature
测控详情 | Measurement & control details
高压测量-Ia/A: | High voltage measurement -Ia/A:
高压测量-Ib/A: | High voltage measurement -Ib/A:
高压测量-Ic/A: | High voltage measurement -Ic/A:
低压测量-Ia/A: | Low voltage measurement -Ia/A:
低压测量-Ib/A: | Low voltage measurement -Ib/A:
低压测量-Ic/A: | Low voltage measurement -Ic/A:
低压测量-Ua/V: | Low voltage measurement -Ua/V:
低压测量-Ub/V: | Low voltage measurement -Ub/V:
低压测量-Uc/V: | Low voltage measurement -Uc/V:
低压测量-Uab/V: | Low voltage measurement -Uab/V:
低压测量-Ubc/V: | Low voltage measurement -Ubc/V:
低压测量-Uca/V: | Low voltage measurement -Uca/V:
低压测量-P/kW: | Low voltage measurement -P/kW:
低压测量-Q/kVar: | Low voltage measurement -Q/kVar:
低压测量-Cos: | Low voltage measurement -Cos:
频率F/Hz: | Frequency F/Hz:
A相温度/℃: | Phase A temperature/℃:
B相温度/℃: | Phase B temperature/℃:
C相温度/℃: | Phase C temperature/℃:
变压温控仪故障报警信号 | Transformer temperature controller failure alarm signal
箱变温控电源分位报警 | Opening position alarm of box transformer temperature control power supply
隔离开关合位 | Isolation switch closing position
高压测量-Ia(A) | High voltage measurement -Ia(A)
高压测量-Ib(A) | High voltage measurement -Ib(A)
高压测量-Ic(A) | High voltage measurement -Ic(A)
低压测量-Ia(A) | Low voltage measurement -Ia(A)
低压测量-Ib(A) | Low voltage measurement -Ib(A)
低压测量-Ic(A) | Low voltage measurement -Ic(A)
低压测量-Ua(V) | Low voltage measurement -Ua(V)
低压测量-Ub(V) | Low voltage measurement -Ub(V)
低压测量-Uc(V) | Low voltage measurement -Uc(V)
低压测量-Uab(V) | Low voltage measurement -Uab(V)
低压测量-Ubc(V) | Low voltage measurement -Ubc(V)
低压测量-Uca(V) | Low voltage measurement -Uca(V)
低压测量-P(kW) | Low voltage measurement -P(kW)
A相温度(℃) | Phase A temperature(℃)
B相温度(℃) | Phase B temperature(℃)
C相温度(℃) | Phase C temperature(℃)
遥信号 | Telecommand signal
遥信值 | Telecommand value
是否正常 | Normal or not
数据类型 | Data type
启动中 | Startup in progress
关机中 | Shutdown in progress
禁止充电 | Prohibit charging
允许放电 | Allow discharging
禁止放电 | Prohibit discharging
急停 | Emergency stop
消防触发 | Firefighting trigger
水浸 | Water immersion
监控关机 | Monitoring shutdown
监控开机 | Monitoring startup
无故障 | No fault
有故障 | With fault
全自动 | Fully automatic
手动制冷 | Manual refrigeration
手动制热 | Manual refrigeration
自循环 | Self-circulation
停止 | STOP
无告警 | No alarms
有告警 | With alarm
交流有功功率(kW) | AC active power (kW)
交流无功功率(kVar) | AC reactive power (kVar)
交流侧A相电流(A) | AC side Phase A current (A)
交流侧B相电流(A) | AC side Phase B current (A)
交流侧C相电流(A) | AC side Phase C current (A)
交流侧AB线电压(V) | AC side Line AB voltage (V)
交流侧BC线电压(V) | AC side Line BC voltage (V)
交流侧CA线电压(V) | AC side Line CA voltage (V)
PCS模組 | PCS module
单体最高电压(V) | Monomer max. voltage (V)
单体最低电压(V) | Monomer min. voltage (V)
单体最高温度(℃) | Monomer max. temperature (℃)
单体最低温度(℃) | Monomer min. temperature (℃)
光伏电表 | PV electricity meter
充电桩电表 | Charging pile electricity meter
跟随系统 | Following system
深色主题 | Dark theme
浅色主题 | Light theme
本地模式 | Local mode
账号 | Account No.
服务器 | Server
语言切换 | Language switch
215液冷户外柜 | 215 liquid-cooled outdoor cabinet
232液冷户外柜 | 232 liquid-cooled outdoor cabinet
高压壁挂 | High-pressure wall-mounted
周一 | Monday
周二 | Tuesday
周三 | Wednesday
周四 | Thursday
周五 | Friday
周六 | Saturday
周日 | Sunday
本周 | This week
本月 | This Month
本季度 | This Quarter
本年 | This Year
储能日充 | Energy storage daily charging
储能日放 | Energy storage daily discharging
电芯安全温度上限 | Battery cell safe temperature upper limit
电芯安全温度下限 | Battery cell safe temperature lower limit
货币类型 | Currency type
上限 | Upper Limit
下限 | Lower limit
请输入10位以内数字 | Please enter a figure within 10 digits
请输入10位以内整数 | Please enter an integer within 10 digits
输入长度超限 | Input length exceeds the limit
电站详情 | Power station details
创建电站 | Create power station
策略管理 | Policy management
确认删除? | Confirm to delete?
创建策略 | Create policy
策略详情 | Policy details
活动告警 | Activity alarm
语言设置 | Language setting
主题设置 | Theme settings
密码修改 | Change password
软件版本 | Software version
点击图表可以筛选告警 | Click chart to screen the alarm
加载中... | Loading...
加载失败 | Loading failed
已经到底了 | It has already reached the bottom
总充电量 | Total charging quantity
总放电量 | Total discharging quantity
视在功率 | Apparent power
正常设备数量 | Normal equipment quantity
故障设备数量 | Faulty equipment quantity
编辑卡片 | Edit card
退出 | Logout
同意 | Agree
重试 | Retry
网络超时 | Network timeout
通信异常 | Communication error
登录过期，请重新登录 | Login timeout, please log in again
服务器出现问题，请联系管理员 | Server error, please contact the administrator
创建电站成功 | Power station creation succeeds
创建电站失败 | Power station creation fails
更新电站成功 | Power station update succeeds
更新电站失败 | Power station update fails
电站管理 | Power station management
删除电站成功! | Power station deleted successfully!
删除电站失败! | Power station deletion failed!
亚洲服务器 | Asia server
欧洲服务器 | European server
工商业微网 | Industrial & commercial microgrid
户储逆变器 | Household storage inverter
账户类型 | Account type
管理员 | Admin
未知角色 | Unknown role
设备SN | Equipment SN
确认新密码 | Confirm New Password
请确认新密码 | Please Confirm New Password
215户外柜 | 215 outdoor cabinet
232户外柜 | 232 outdoor cabinet
堆 | Stack
并网电表 | Grid-connection electricity meter
逆变器电表 | Inverter electricity meter
当前电站 | Current power station
当前日期 | Current Date
光伏总览 | PV overview
充电桩总览 | Charging pile overview
概览 | Overview
我的 | My
添加电站 | Add power station
请选择电站 | Please select power station
请创建电站 | Please create power station
实时数据 | Real-time data
簇数据 | Cluster data
储能侧电表 | Energy storage side electricity meter
电网侧电表 | Grid side electricity meter
登录过期，请重新登录！ | Login timeout, please log in again!
基本状态 | Basic state
最高电池电压 | Max. battery voltage
最高电压电池所在组中的点号 | Point number of pack with max. voltage battery
最低电池电压 | Min. battery voltage
最低电压电池所在组中的点号 | Point number of pack with min. voltage battery
最高电池温度 | Max. battery temperature
最低电池温度 | Min. battery temperature
堆累计充电电量 | Stack accumulated charging quantity
堆累计放电电量 | Stack accumulated discharging quantity
堆可充电能量 | Stack rechargeable energy
堆可放电能量 | Stack dischargeable energy
一级告警信息字0 | Level 1 alarm information word 0
一级告警信息字1 | Level 1 alarm information word 1
一级告警信息字2 | Level 1 alarm information word 2
二级告警信息字0 | Level 2 alarm information word 0
二级告警信息字1 | Level 2 alarm information word 1
三级告警信息字0 | Level 3 alarm information word 0
三级告警信息字1 | Level 3 alarm information word 1
四级告警信息字0 | Level 4 alarm information word 0
四级告警信息字1 | Level 4 alarm information word 1
四级告警信息字2 | Level 4 alarm information word 2
液冷故障1 | Liquid cooling failure 1
液冷故障2 | Liquid cooling failure 2
上半母线电压 | Upper half busbar voltage
下半母线电压 | Lower half busbar voltage
交流电流 | AC current
AB相输出线电压 | Phase AB output line voltage
BC相输出线电压 | Phase BC output line voltage
AC相输出线电压 | Phase AC output line voltage
急停按钮状态 | Emergency stop button status
BMS状态 | BMS status
PACK状态 | PACK status
电芯状态 | Cell status
编号 | No.
极柱与熔断器温度 | Pole cylinder and fuse temperature
正极极柱器温度 | Positive pole cylinder temperature
负极极柱器温度 | Negative pole cylinder temperature
户外柜电表 | Outdoor cabinet electricity meter
内部设备 | Internal equipment
储能关口计量 | Energy storage gateway metering
故障状态字1 | Fault status word 1
故障状态字2 | Fault status word 2
故障状态字3 | Fault status word 3
故障状态字4 | Fault status word 4
故障状态字5 | Fault status word 5
故障状态字6 | Fault status word 6
故障状态字7 | Fault status word 7
告警状态字1 | Alarm status word 1
告警状态字2 | Alarm status word 2
告警状态字3 | Alarm status word 3
告警状态字4 | Alarm status word 4
告警状态字5 | Alarm status word 5
告警状态字6 | Alarm status word 6
告警状态字7 | Alarm status word 7
总有功电量 | Total active electricity quantity
尖时段总有功电量 | Total active electricity quantity in sharp period
峰时段总有功电量 | Total active electricity quantity in peak period
平时段总有功电量 | Total active electricity quantity in shoulder period
谷时段总有功电量 | Total active electricity quantity in valley period
PACK数据 | PACK data
左滑列表可进行电站管理 | Left slide the list to manage power station
点击电芯数据可查看监测曲线 | Click cell data to check monitoring curve
差值 | Difference
最大PACK编号 | Max. PACK No.
最大值 | Max value
最小PACK编号 | Min. PACK No.
最小值 | Min. value
高级分析 | Advanced analysis
日期已存在 | Date already exists
PACK已存在 | PACK already exists
日期选择 | Select date
PACK选择 | Select PACK
对比PACK | Compare PACK
请选择PACK | Please select PACK
点击图表区域可进行告警筛选 | Click chart area to screen alarm
关闭 | Close
暂无电站 | No power station yet
两次密码输入不一致 | The two passwords do not match
请输出正确密码 | Please enter password correctly
修改密码成功，点击确定重新登录 | Password modification succeeds, click OK to log in again
修改密码失败 | Password modification failed
所选日期范围过长 | Selected date exceeds the range
再次点击返回退出应用 | Click Return again to quit the application
记住密码 | Remember the password
忽略 | Ignore
发现新版本，请前往商店或官网更新 | New version found, please update it in store or official website
请输入账号 | Please enter the account No.
重新加载 | Reload
请选择所属用户 | Please select the affiliated user
请输入储能容量 | Please enter energy storage capacity
请输入光伏容量 | Please enter PV capacity
请输入充电桩容量 | Please enter charging pile capacity
请输入温度上限 | Please enter temperature upper limit
请输入温度下限 | Please enter temperature lower limit
请选择并网日期 | Please select grid connection date
请选择货币类型 | Please select currency type
该项已存在 | The item already exists
请选择电表数据 | Please select electricity meter data
暂无设备 | No equipment yet
近七日 | Last 7 days
近三十日 | Last 30 days
该账户无访问权限 | This account has no access authority
请选择数据 | Please select data
总发电量 | Total electricity production
本次充电电量 | Current charging quantity
车连接状态 | Vehicle connection status
更新时间 | Update time
充电时长 | Charging period
剩余充电时长 | Remaining charging period
充电枪类型 | Charging gun type
充电枪温度 | Charging gun temperature
直流桩 | DC charging pile
交流桩 | AC charging pile
严重告警历史总数 | Total of historical major alarms
本次充电费用 | Current charging expense
请输入策略运行周期 | Please enter policy running period
策略运行周期 | Policy running period
是否过载 | Overload or not
是否确认删除? | Are you sure to delete it?
请输入功率调节步长 | Please enter power adjustment step length
请输入功率调节波动范围 | Please enter power adjustment fluctuation range
创建用户 | Create user
创建时间 | Creation time
请选择策略 | Select a policy
日程列表 | Schedule list
年度执行计划 | Annual execution plan
请选择时段 | Please select a time period
请选择结束时间 | Please select an end time
请选择时间 | Please select time
开始时间不能晚于结束时间 | The start time cannot be later than the end time
结束时间不能早于开始时间 | The end time cannot be earlier than the start time
下发配置 | Issue configuration
请输入尖时电价 | Please enter sharp electricity price
请输入峰时电价 | Please enter peak electricity price
请输入平时电价 | Please enter shoulder electricity price
请输入谷时电价 | Please enter valley electricity price
尖时电价 | Sharp electricity price
峰时电价 | Peak electricity price
平时电价 | Shoulder electricity price
谷时电价 | Valley electricity price
新增策略 | Add strategy
暂无并网点 | No grid connection point yet
暂无日程 | No schedule yet
日程详情 | Schedule details
请选择电价类型 | Please select electricity price type
添加电价规则 | Add electricity price rules
尖时段配置 | Sharp period configuration
峰时段配置 | Peak period configuration
平时段配置 | Shoulder period configuration
谷时段配置 | Valley period configuration
添加时段失败，请检查与已有时段是否重叠 | Time period adding fails, check if it is repeated with the existing time period
您可能有未保存的配置，是否确认退出? | Configuration is unsaved, are you sure to quit?
备注 | Remarks
请输入备注 | Enter remarks
基础配置 | Basic configuration
电价配置 | Electricity price configuration
充放电配置 | Charging/discharging configuration
配置成功 | Configured successfully
配置成功，是否退出页面? | Configuration succeeds, are you sure to quit this page?
配置失败 | Configuration failure
删除失败 | Deletion failed
添加日程 | Add schedule
是否重置表单? | Confirm to reset sheet?
是否下发配置? | Confirm to issue configuration?
电价时段 | Electricity price time period
电价日期 | Electricity price date
日程时间必须晚于当前时间 | Schedule time must be later than current time
请选择电价日期 | Please select electricity price date
该时段被占用，请重新选择时段 | This time period is occupied, please re-select time period
该名称被其他电价规则占用 | This name is occupied by other electricity price rules
该名称被其他策略占用 | This name is occupied by other policies
以下时段已被占用，请勿重复添加 | The following time periods are occupied, do not add them repeatedly
请选择状态 | Please select a status
请输入功率 | Please enter power
指令正在执行,请稍候重试 | Instruction is being executed, please try again later
您有正在编辑中的时段 | You have time period being edited
您有正在编辑中的日程 | You have schedule being edited
请输入目标SOC | Please enter target SOC
请配置时段 | Please configure time period
该时间暂无日程,是否前往添加? | No schedule yet for this time period, are you sure to add it?
历史日期无法添加日程! | Fail to add schedule for historical date?
请输入3~18位字符 | Please enter 3~18-bit character
主页 | Homepage
报表 | Report
设备选择 | Select equipment
对比类型 | Comparison type
设备已存在 | Equipment already exists
数据 | Data
周 | Week
已加载全部数据 | All data loaded
加载出现问题 | Loading error
筛选 | Screen
电站/设备 | Power station/equipment
请选择电站或设备 | Please select power station or equipment
市电系统 | Mains supply system
手动策略 | Manual policy
自动策略 | Auto policy
请输入变压器容量保护比例 | Please enter transformer capacity protection proportion
请输入电价 | Please enter electricity price
电价 | Electricity Price
添加时段 | Add time period
请输入除湿机温度启动值 | Please enter dehumidifier temperature start value
请输入除湿机温度停止值 | Please enter dehumidifier temperature stop value
请输入除湿机湿度启动值 | Please enter dehumidifier humidity start value
请输入除湿机湿度停止值 | Please enter dehumidifier humidify stop value
查询参数失败！ | Parameter query failed!
通信异常！ | Communication error!
请选择策略模式 | Please select the policy mode
请选择BMS状态 | Please select BMS status
请等待上一个指令执行完成... | Please wait until the previous instruction is executed...
指令读取超时，请稍后手动刷新 | Instruction reading timeout, please refresh manually later
参数未就绪，请先刷新参数！ | Parameters not ready, please refresh parameters firstly!
请选择PCS状态 | Please select PCS status
请选择时段状态 | Please select time period status
正在刷新，请稍后... | Refreshing, please wait...
添加日期 | Add a Date
权限验证 | Permission validation
密码错误 | Incorrect password
请输入权限验证密码 | Please enter permission validation password
确认下发指令？ | Confirm to issue instruction?
密码验证失败！ | Password verification failed!
指令下发失败 | Instruction issuing failed
指令下发成功 | Instruction issuing succeeds
设置此项前需要启用扩容 | Enable capacity expansion before setting this item
设置此项前需要启用防逆流 | Enable anti-reflux before setting this item
左滑列表可编辑策略 | Left slide the list to edit policy
请输入{min}-{max}位字符，勿包含特殊符号 | Please enter {min}-{max} bit characters, do not contain special characters
请输入{min}-{max}位字符 | Please enter {min}~{max} bit characters
请输入{min}-{max}位密码，包含数字，字母，特殊字符中的两种组合 | Please enter {min}-{max} bit password, including two combinations of figure, letter and special characters
请输入数值({min}-{max}) | Please enter value ({min}-{max})
设备处于离线状态，不可下发指令 | Equipment is offline, unable to issue instructions
是否确认提交？ | Are you sure to submit it?
暂无策略 | No policy yet
还有策略未选择！ | There's policy unselected!
请输入防逆流功率触发值 | Please enter anti-reflux power trigger value
请输入功率波动范围 | Please enter power fluctuation range
最多添加24条时段！ | 24 time periods can be added maximally!
最多添加10条时段！ | 10 time periods can be added maximally!
左滑管理设备 | Left slide to manage the equipment
请选择所属电站 | Please select the affiliated power station
位置 | Position
国标1.0 | National standard 1.0
国标2.0 | National standard 2.0
欧标215 | European standard 215
欧标372 | European standard 372
请输入设备地址 | Please enter the equipment address
编辑设备成功 | Equipment editing succeeded
编辑设备失败 | Equipment editing failed
删除设备成功 | Equipment deletion succeeded
删除设备失败 | Equipment deletion failed
设备功率 | Equipment power
电池SOC | Battery SOC
请选择并离网 | Please select grid connection/disconnection
策略时段必须满24小时 | Policy period must reach 24h
设备类型未知 | Equipment type unknown
电芯温度 | Cell temperature
低级 | Low
中级 | Intermediate
高级 | Advanced
严重 | Severe
BMS软件版本 | BMS software version
BMS硬件版本 | BMS hardware version
正向电能 | Positive electric energy
反向电能 | Reverse electric energy
故障码 | Fault code
累计电量 | Accumulated electricity quantity
当前运行功率 | Current running power
允许运行功率 | Allowed running power
模块最高温度 | Module max. temperature
PV侧电压 | PV side voltage
BUS侧电压 | BUS side voltage
BUS侧电流 | BUS side current
PV侧电流 | PV side current
累计 | Total
请选择电芯 | Please select cell
请先选择日期 | Please select date
只能选择一个数据类型 | Only one data type can be selected
最多选择{maxCount}个数据类型 | {maxCount} data types can be selected maximally
加载中，请稍后 | Loading in progress, please wait
账户状态异常，无法登录 | Account status error, fail to log in
是否退出登录？ | Confirm to log out?
无法识别该设备！ | Fail to identify this equipment!
无法识别该设备电芯！ | Fail to identify the cell of this equipment!
策略日历 | Policy calendar
今日电能 | Today's electric energy
请选择簇 | Please select cluster
日交流充电电量 | Daily AC charging quantity
日交流放电电量 | Daily AC discharging quantity
累计交流充电电量 | Accumulated AC charging quantity
累计交流放电电量 | Accumulated AC discharging quantity
交流母线总有功功率 | AC busbar total active power
交流母线总无功功率 | AC busbar total reactive power
交流母线总视在功功率 | AC busbar total apparent power
交流母线总功率因数 | AC busbar total power factor
交流母线频率 | AC busbar frequency
机柜温度 | Cabinet temperature
告警状态 | Alarm status
接触器状态 | Contactor status
PCS支路 | PCS branch
液冷机 | Liquid cooling machine
已清空 | Cleared
获取PCSID失败！ | Failed to acquire PCSID!
获取BMSID失败！ | Failed to acquire BMSID!
PCS总支路状态 | PCS total branch status
请选择PCS总支路状态 | Please select PCS total branch status
电表功率 | Electricity meter power
BMS功率 | BMS power
日成本 | Daily cost
充电桩用电量 | Charging pile electricity consumption
利润 | Profit
日利润 | Daily profit
充电桩利润 | Charging pile profit
储能利润 | Energy storage profit
光伏利润 | PV profit
总利润 | Total profit
对比方式 | Comparison mode
请先选择手动模式！ | Please select manual mode!
前一天 | Previous day
并网点电表 | Grid-connection point electricity meter
储能总充放电功率 | Energy storage total charging/discharging power
当月最大需量 | Monthly max. demand
当月最大需量发生时间 | Monthly max. demand generation time
上月最大需量 | Previous month max. demand
上月最大需量发生时间 | Previous month max. demand generation time
变压器电表 | Transformer electricity meter
BMU最高软件版本 | BMU max. software version
BMU最高硬件版本 | BMU max. hardware version
BMU最低软件版本 | BMU min. software version
BMU最低硬件版本 | BMU min. hardware version
添加数据 | Add data
BCMU硬件版本 | BCMU hardware version
BCMU软件版本 | BCMU software version
累计直流充电电量 | Accumulated DC charging quantity
累计直流放电电量 | Accumulated DC discharging quantity
请先选择自动模式！ | Please select auto mode!
设置此项前需要启用并网 | Enable grid connection before setting this item
设置此项前需要启用防过载 | Enable anti-overload before setting this item
策略{index} | Policy {index}
使用说明 | Operating instructions
所选时间内数据的最小值~最大值 | Min. value ~ max. value of data within selected period
网络异常，点击重试 | Network error, click "Try again"
该功能正在维护 | This function is under maintenance
运行模式 | Running mode
密码验证失败 | Password verification failed
策略设置 | Policy setting
基础设置 | Basic settings
插入 | Insert
下发策略 | Issue policy
插入策略 | Insert policy
可选时间范围 | Selectable time range
无效输入 | Invalid input
超出范围 | Exceed the range
索引 | Index
开始 | Start
结束 | End
充放类型 | Charging/discharging type
SOC(%) | SOC (%)
密码验证 | Password validation
参数查询失败 | Parameter query failure
正在加载，请稍侯... | Loading, please wait...
请先完成时段 | Please complete time period firstly
最多添加24条策略 | 24 policies can be added maximally
总时段不满24小时 | Total time period is less than 24h
策略时段错误！ | Policy period error!
棵 | Tree
厂区用电 | Factory Power Consumption
储能充电 | Energy Storage Charging
储能放电 | Energy Storage Discharging
电网供电 | Grid Power Supply
功率/kW | Power/kW
统计量 | Statistic
当日系统效率 | System efficiency for the day
累计平均效率 | Cumulative Average Efficiency
电量(kWh) | Electric quantity(kWh)
贡献度(%) | Contribution(%)
峰时段厂区用电量 | Peak Hour Factory Electricity Consumption
峰时段储能放电量 | Peak Hour Energy Storage Discharge
储能贡献度 | Energy Storage Contribution
储能功率 | Energy storage power
高压测量-la | High voltage measurement-la
高压测量-lb | High voltage measurement-lb
高压测量-lc | High voltage measurement-lc
低压测量-la | Low voltage measurement-la
低压测量-lb | Low voltage measurement-lb
低压测量-lc | Low voltage measurement-lc
低压测量-Ua | Low voltage measurement-Ua
低压测量-Ub | Low voltage measurement-Ub
低压测量-Uc | Low voltage measurement-Uc
低压测量-Uab | Low voltage measurement-Uab
低压测量-Ubc | Low voltage measurement-Ubc
低压测量-Uca | Low voltage measurement-Uca
低压测量-P | Low voltage measurement-P
低压测量-Q | Low voltage measurement-Q
频率-F | Frequency-F
C相温度 | Phase C temperature
B相温度 | Phase B temperature
A相温度 | Phase A temperature
CA线电压 | Line CA voltage
左侧熔断器 | Left fuse
右侧熔断器 | Right fuse
负极 | Negative pole
正极 | Positive pole
当前BMS | Current BMS
最多选择3个对比日期 | Select up to 3 dates for comparison
整站 | Entire power station
按月配置【当前年】 | Configuration by month(current year)
1月需量 | Demand for Jan.
2月需量 | Demand for Feb.
3月需量 | Demand for Mar.
4月需量 | Demand for Apr.
5月需量 | Demand for May
6月需量 | Demand for Jun.
7月需量 | Demand for Jul.
8月需量 | Demand for Aug.
9月需量 | Demand for Sept.
10月需量 | Demand for Oct.
11月需量 | Demand for Nov.
12月需量 | Demand for Dec.
总有功功率设置 | Total active power setting
低压侧C相电压 | Low-voltage side phase C voltage
低压侧A相电压 | Low-voltage side phase A voltage
低压侧B相电压 | Low-voltage side phase B voltage
时段类型 | Type of time slot
运行监测 | Operational monitoring
节约标准煤公式 | Standard coal saved formula
CO2减排量公式 | CO2 emission reduction formula
等效植树量公式 | Equivalent ree-planting quantity formula
总放电量*4.0E-4 | Total discharge * 4.0E-4
总放电量*4.8E-4 | Total discharge * 4.8E-4
总放电量*6.5E-4 | Total discharge * 6.5E-4
主题切换 | Switch theme
大屏 | Monitoring Screen
贡献度 | Contribution
贡献度(%) | Contribution(%)
退出全屏 | Exit full screen
Apple Store下载APP | Apple Store download APP
扫码获取APK文件 | Scan code to get APK file
谷歌下载APP | Google Download APP
扫码下载APP | Scan code to download APP
直流电弧故障告警需要业主确认后才能清除，并且在业主确认清除后会触发逆变器自动复位，请谨慎操作。 | The DC arc fault alarm needs to be cleared after the owner's confirmation, and it will trigger the automatic reset of the inverter after the owner's confirmation of clearing, please operate with caution.
提示语 | Clue
电芯安全运行的温度区间业主如果无特殊要求,采日方案为15-35°C。 | The temperature range for the safe operation of the batteries is 15-35°C. If the owner does not have any special requirements, SERMATEC offers a solution for this.
放电电量 | Discharging quantity
尖时段充电量(kWh) | Charging quantity in sharp period
峰时段充电量(kWh) | Charging quantity in peak period
平时段充电量(kWh) | Charging quantity in shoulder period
谷时段充电量(kWh) | Charging quantity in valley period
总计充电电量(kWh) | Total charging quantity
尖时段放电量(kWh) | Discharging quantity in sharp period
峰时段放电量(kWh) | Discharging quantity in peak period
平时段放电量(kWh) | Discharging quantity in shoulder period
谷时段放电量(kWh) | Discharging quantity in valley period
总计放电电量(kWh) | Total discharging quantity
尖电(元) | Sharp of electricity(Yuan)
峰电(元) | Peak of electricity(Yuan)
平电(元) | Shoulder of electricity(Yuan)
谷电(元) | Valley of electricity(Yuan)
充电成本(元) | Charging cost(Yuan)
放电收益(元) | Discharging income(Yuan)
实际收益(元) | Actual income(Yuan)
上海采日能源电站管理平台 | SERMATEC Power Station Management Platform
相同时间 不同数据项 | Same time Different data items
不同时间 相同数据项 | Different time Same data item
禁用 | Disable
请输入月需量 | Please enter the monthly requirement
待机(零功率) | Standby(zero power)
时间段重复 | Time period duplication
日程时间已经存在，不可重复 | The schedule time already exists and cannot be duplicated.
策略删除后将无法恢复，是否确认删除该策略？ | The policy will not be recoverable after deletion, is it confirmed to delete the policy?
命令下发成功 | Command issued successfully
确定下发运行模式指令吗？ | Are you sure you want to issue the run mode command?
确定下发PCS总关机指令吗？ | Are you sure you want to issue the PCS total power on command?
确定下发PCS总开机指令吗？ | Are you sure you want to issue the PCS total power on command?
确定下发指令吗？ | Are you sure to issue the command?
区域 | Area
按容计费(元/kVA·月) | Bill by capacity(yuan/kVA·month)
按需计费(元/kW·月) | Bill by demand(yuan/kW·month)
电量电价(元/kWh) | Electricity price(yuan/kWh)
省 | Province
市 | City
区 | District
尖峰 | Peak
高峰 | High Peak
低谷 | Low valley
深谷 | Deep valley
峰谷时段 | Peak - valley period of time
导入 | Import
导入策略 | Import policy
1、点击复制则向下复制一行 | 1、Click copy to copy one line down
2、历史月份的电价信息不可编辑、删除、清空(比如当前是11月份，则1-10月份已应用电价不可进行编辑、删除、清空) | 2、Historical month's tariff information can not be edited, deleted or cleared (for example, if the current month is November, the applied tariffs from January to October can not be edited, deleted or cleared).
3、如已存在9月份数据，再导入9月份数据，则原9月份数据被覆盖 | 3、If September's data already exists, and then import September's data, the original September's data will be overwritten.
必填！ | Required field!
请选择区域 | Please select region
储能产品类型 | Energy storage product type
省级行政区 | provincial level
地级行政区 | prefectural level
管辖区域 | Jurisdiction
管辖电站 | Jurisdiction Power Station
请输入IP | Please enter IP
请输入昵称 | Please enter a nickname
当月收益 | Current Monthly Earnings
当前SOC | Current SOC
当前效率 | Current Efficiency
充电运行 | Charge Operation
用电 | Power Consumption
前一日 | Previous Day
红色表示：所有PACK中单体当前最高电压/温度；绿色表示：所有PACK中单体当前最低电压/温度 | Red indicates: the current maximum voltage/temperature of all PACKs; Green indicates: the current minimum voltage/temperature of all PACKs.
命令下发 | Command issued
导出策略 | Export policy
除湿机温度启动值(℃) | Dehumidifier temperature start value(℃)
除湿机湿度启动值(%rh) | Dehumidifier temperature stop value(%rh)
除湿机温度停止值(℃) | Dehumidifier humidity start value(℃)
除湿机湿度停止值(%rh) | Dehumidifier humidity stop value(%rh)
放电收入 | Discharging income
收益明细 | Income details
请选择推送方式 | Please select the push method
选择设备 | Select a equipment
215户外柜国标1.0 | 215 outdoor cabinet National standard 1.0
215户外柜国标2.0 | 215 outdoor cabinet National standard 2.0
电表编码 | Meter Code
电表名称 | Meter Name
电表类型 | Meter Type
关联设备 | Associated Equipment
请输入电表编码 | Please enter the meter code
请输入电表名称 | Please enter the meter name
请选择电表类型 | Please select meter type
请选择关联设备 | Please select the associated device
该记录删除后将无法恢复，是否确认删除该记录？ | This record will not be recoverable after deletion, are you sure to delete this record?
光伏站 | Photovoltaic power station
储能站 | Energy storage power station
微网站 | Microgrid power station
当日充电量 | Charge of the day
当日放电量 | Discharge of the day
添加检索项 | Add Search Item
搜索类别 | Search Categories
搜索项 | Search item
产品类型 | Product type
所属区域 | Area
密码长度为8-16位，至少2种字符 | Password length is 8-16 digits with at least 2 characters
新密码不一致 | New password is inconsistent
大屏名称-中文 | Monitoring Screen name-Chinese
大屏名称-英文 | Monitoring Screen name-English
请输入大屏名称-中文 | Please enter the name of the Monitoring Screen-Chinese
请输入大屏名称-英文 | Please enter the name of the Monitoring Screen-English
请输入电站ID | Please enter the power station ID
省份/地区 | Province/Region
城市 | City
区/县 | District/County
请输入省份/地区 | Please enter province/region
请输入城市 | Please enter city
请输入区/县 | Please enter district/county
电站删除后将无法恢复，是否确认删除该电站？ | The power station will not be recoverable after deletion, do you confirm the deletion of the power station?
工商侧 | Commercial side
源网侧 | Source grid side
总电站个数 | Power station overview
总装机容量 | Number of total power station
工单状态 | Work Order Status
在途异常工单 | In-transit exceptional work order
在途其他工单 | Other in-transit work orders
已完成工单 | Work order completed
项目汇总 | Project summary
地区 | Region
总装机功率(MW) | Total installed capacity (kW)
电源侧/电网侧(MW) | Power supply/grid side(MW)
总电站个数(个) | Total number of power stations (number)
电源侧/电网侧(个) | Power supply/grid side (number)
采日能源监控大屏 | SERMATEC Power Station Monitoring Screen
运维系统 | Operation & Maintenance Management System
项目类型 | Project type
项目名称 | Project name
项目地址 | Project address
电网侧 | Power supply side
电源侧 | Power grid side
正序 | Orthogonal order
倒序 | Inverse order
累计社会效益 | Cumulative social benefits
万吨 | Ten thousand tonnes
万棵 | Ten thousand trees
告警列表 | Alarm list
工单总数 | Total number of work orders
告警统计 | Alarm statistics
收益排行 | Income ranking
角色名称 | Role name
请输入角色名称 | Please enter the role name
角色编码 | Role code
请输入角色编码 | Please enter the role code
管理角色 | Management role
角色描述 | Role Description
角色删除后将无法恢复，是否确认删除该角色？ | The role will not be recoverable after deletion, do you confirm the deletion of the role?
用户删除后将无法恢复，是否确认删除该用户？ | The user will not be recoverable after deletion, is it confirmed to delete the user?
请选择管辖区域 | Please Select Jurisdiction
请选择管辖电站 | Please select the power station
请选择管理角色 | Please select management role
权限配置 | Permission configuration
请输入角色描述 | Please enter the role description
站点聚合 | Power station polymerization
微网 | Microgrid
社会贡献 | Social contribution
实际功率 | Actual power
预测功率 | Predicted power
设备控制 | Equipment Controls
换机 | Replace equipment
故障复位 | Malfunction reset
有功调节 | Active regulation
无功调节 | Reactive regulation
基础信息 | Basic Information
设备ID | Equipment ID
组串数量 | Number of strings
换机历史 | Historical replace equipment
当日发电量(kWh) | Daily electricity production(kWh)
累计发电量(kWh) | Accumulated electricity production(kWh)
有功功率(kW) | Active power(kW)
逆变器额定功率(kW) | Inverter rated power (kW)
输出方式 | Output method
电网A相电流(A) | Grid Phase A current(A)
电网B相电流(A) | Grid Phase B current(A)
电网C相电流(A) | Grid Phase C current(A)
电网A相电压(V) | Grid Phase A voltage(V)
电网B相电压(V) | Grid Phase B voltage(V)
电网C相电压(V) | Grid Phase C voltage(V)
开机时间 | Switch on time
关机时间 | Switch off time
绝缘阻抗值(MΩ) | Insulation impedance value (MΩ)
内部温度(°C) | Internal Temperature(°C)
组串 | String
输入电压(V) | Input Voltage(V)
全部 | All
发电量(kWh) | Electricity production(kWh)
上网电量(kWh) | Feed-in power(kWh)
峰值交流功率(kW) | Peak AC Power(kW)
平均温度(°C) | Average temperature(°C)
系统效率PR(%) | System efficiency PR(%)
光伏装机容量(kWp) | PV installed capacity(kWp)
设备正常运行 (含并网、离网、点检) | Equipment is in normal operation (including on-grid, off-grid and spot checks)
请输入设备编码 | Please enter the equipment code
请输入设备ID | Please enter the equipment ID
请选择设备型号 | Please select the equipment model
请输入采集器编号 | Please input collector number
请输入功率因数调节 | Please input power factor adjustment
请输入有功功率调节上限 | Please enter the upper limit of active power regulation
请输入有功功率调节下限 | Please enter the lower limit of active power regulation
请输入无功功率调节上限 | Please enter the upper limit of reactive power regulation
请输入无功功率调节下限 | Please enter the lower limit of reactive power regulation
有功功率调节上限(kW) | Active power adjustment upper limit(kW)
有功功率调节下限(kW) | Active power adjustment lower limit(kW)
无功功率调节上限(kVar) | Reactive power adjustment upper limit(kVar)
无功功率调节下限(kVar) | Reactive power adjustment lower limit(kVar)
操作确认 | Confirmation of operation
确定删除此设备？ | Are you sure to delete this device?
确认下发换机指令？ | Confirm issuing a replacement order?
SN号 | SN No.
请输入SN号 | Please enter SN No.
请输入设备型号 | Please enter the equipment model number
确认下发复位指令？ | Confirm reset command?
确认下发有功调节指令？ | Confirm sending an active adjustment command?
调节值(kW) | Adjustment value (kW)
请输入调节值(kW) | Please enter the adjustment value (kW).
调节范围 | Adjustment range
确认下发无功调节指令？ | Confirm issuing reactive power adjustment command?
确认下发功率因数调节指令？ | Confirm sending power factor adjustment command?
指令 | Command
集装箱 | Container
效率排行 | Efficiency Ranking
所属系统 | Affiliated system
区级行政区 | County level
放电功率上限 | Discharging power upper limit
请输入放电功率上限 | Please enter the discharging power upper limit
SOC下限 | SOC lower limit
请输入SOC下限 | Please enter the SOC lower limit
充电目标SOC | Charging target SOC
请输入充电目标SOC | Please enter the charging target SOC
请输入充电功率 | Please enter the charging power
储能自动运行时间 | Energy storage auto runtime
报表模板 | Reporting template
分析报表 | Analytical statement
运行报表 | Running statement
告警分析 | Alarm analysis
电站总数 | Total number of power stations
告警电站数 | Number of alarmed power stations
无告警电站数 | Number of alarm-free power stations
告警电站数占比 | Percentage of alarmed power stations
告警电站数环比 | Number of alarmed power stations (MoM)
告警电站数同比 | Number of alarmed power stations (YoY)
运行分析 | Operational analysis
储能系统效率 | Energy storage system efficiency
循环次数 | Number of cycles
充放电能量保持率 | Charge-discharge energy retention rate
系统衰减率 | System attenuation rate
效率排行 | Efficiency ranking
前10 | Top 10
收益排行 | Income ranking
告警排行 | Alarm ranking
排行 | Ranking
告警数 | Number of alarms
历史告警总数 | Total number of historical alarms
1级,2级告警占比 | Percentage of level 1&2 alarms
电量数据 | Electricity data
收益分析 | Income analysis
设备数据 | Equipment data
历史告警总条数 | Total number of historical alarms
告警等级占比 | Percentage of alarm levels
告警设备占比 | Percentage of alarm equipment
最高频次告警描述 | Highest frequency alarm description
历史告警总数环比 | Total number of historical alarms (MoM)
历史告警总数同比 | Total number of historical alarms (YoY)
实际收益同比 | Actual income (YoY)
实际收益环比 | Actual income (MoM)
告警类型 | Alarm type
电表管理 | Meter management
No. | No.
光伏功率 | PV power
光伏当日收益 | PV daily income
储能当日收益 | Energy storage daily income
告警监控大屏 | Alarm Monitoring Screen
请输入告警类型 | Please enter the alarm type
监控大屏 | Monitoring Screen
理论发电量 | Estimated electricity production
实际发电量 | Actual electricity production
发电量偏差率 | Deviation rate of electricity production
可利用小时数 | Estimated hours of power generation
实际发电小时数 | Actual hours of power generation
发电小时数偏差率 | Hours of power generation deviation rate
自发自用电量 | Quantity of self-generation and self-consumption
余电上网电量 | Quantity of excess electricity grid connection
自发自用比例 | Proportion of self-generation and self-consumption
分成比例 | Sharing ratio
预估收益 | Estimated income
自发自用收益 | Income of self-generation and self-consumption
余电上网收益 | Income of excess electricity grid connection
投资方收益 | Investor's income
业主方收益 | Owners' income
总收益偏差率 | Deviation rate of aggregate income
偏差率公式：偏差率=(实际-预估)/预估*100% | Deviation rate formula: Deviation rate = (Actual - Estimate)/Estimate*100%
建设成本 | Construction costs
组件 | Subassemblies
逆变器 | Inverter
屋面处理 | Roof treatment
设计 | Design
监理 | Supervision
资源费 | Resource costs
施工 | Construction
建设期管理费及不可预测费 | Construction management and unpredictable costs
建设期利息 | Interest during construction period
动态单位投资 | Dynamic unit investment
运营管理 | Operations Management
每年管理费/每年营业收入 | Annual management fee/annual operating income
年运维费取值 | Value of annual operation and maintenance fee
大修配合发生年份 | Year of occurrence of overhaul fit
大修配合费 | Overhaul fit fee
商务条件 | Business conditions
项目容量 | Project capacity
屋顶面积 | Roof area
屋顶租金 | Roof rentals
基础电价 | Basic tariff
标杆电价 | Benchmark tariff
脱硫煤火电价 | On-grid power tariff
电费折扣 | Electricity discount
稳定期自发自用比例 | Proportion of self-generation and self-consumption during stabilisation period
发电小时数 | Hours of power generation
项目贷款利率 | Project loan interest rate
流动资金贷款利率 | Liquidity loan interest rate
项目贷款比例 | Proportion of project loan
经营年数 | Number of years in business
建设期 | Construction period
测算结果 | Measured results
预测结果 | Projected results
实际结果 | Actual results
无杠杆 | Non-leveraged
有杠杆 | Leveraged
太阳辐射 | Solar radiation
辐照度 | Irradiance
导入计划 | Import plan
导出计划 | Export plan
发电计划一年更新一次！ | The generation plan is updated once a year!
负载电表下PCS总充电量 | Total PCS charge under load meter
负载电表下PCS总放电量 | Total PCS discharge under load meter
当前有该状态 | Currently has this state
当前无该状态 | No current status
注 | Exegesis
充电量(kWh) | Charging quantity (kWh)
放电量(kWh) | Discharging quantity (kWh)
充电成本(元) | Charging cost (Yuan)
放电收益(元) | Discharging income (Yuan)
项目信息 | Project information
BMS厂家 | BMS manufacturer
PCS厂家 | PCS manufacturer
变压器厂家 | Transformer manufacturer
液冷系统厂家 | Liquid cooling system manufacturer
空调厂家 | Air conditioner manufacturer
PACK组装厂家 | PACK assembly manufacturer
电芯厂家 | Cell manufacturer
电池仓箱体厂家 | Battery compartment box manufacturer
消防厂家 | Firefighting manufacturer
EMS厂家 | EMS manufacturer
电池仓数量 | Battery compartment quantity
单台电池仓容量 | Single battery compartment capacity
PCS一体机数量 | PCS AIO quantity
单台PCS最大功率 | Single PCS max. power
PCS类型 | PCS type
电池模组成组方式 | Battery module grouping mode
电池簇成组方式 | Battery module grouping mode
电池堆成组方式 | Battery stack grouping mode
电芯材料 | Cell material
单电芯额定容量 | Single cell rated capacity
额定充放电倍率 | Rated charging/discharging rate
充放电转换效率 | Charging/discharging conversion efficiency
消防介质 | Firefighting medium
国内 | Internal
国外 | Foreign
标准白 | White
标准黑 | Black
极夜蓝 | Blue
历史所有告警等级 | History of all alarm levels
最多选择范围是 | The maximum range of options is
电量分析 | Electricity analysis
收益数据 | Income data
电费分析 | Electricity cost analysis
本期最大负荷 | Maximum load for the period
本期最大负荷出现时间 | Time of occurrence of the maximum load for the period
平均负荷 | Average load
单位 | Unit
储能贡献度环比 | Energy Storage Contribution (MoM)
储能贡献度同比 | Energy Storage Contribution (YoY)
储能系统效率环比 | Energy storage system efficiency (MoM)
储能系统效率同比 | Energy storage system efficiency (YoY)
储能放电量环比 | Energy storage discharging quantity (MoM)
储能放电量同比 | Energy storage discharging quantity (YoY)
选择电站 | Select power station
请输入产品类型 | Please enter the product type
已选电站 | Selected power station
编辑角色 | Editorial role
新增角色 | Add role
请输入电站类型 | Please enter the type of power station
容量电费 | Volumetric tariff
最大需量出现时间 | Time of occurrence of maximum demand
需量电费 | Electricity demand
总计电费 | Total electricity costs
最大需量环比 | Maximum demand (MoM)
最大需量同比 | Maximum demand (YoY)
电度电费 | Electricity tariffs
电网A相电压 | Grid Phase A voltage
绝缘阻抗值 | Insulation impedance value
电网B相电压 | Grid Phase B voltage
电网A相电流 | Grid Phase A current
逆变器额定功率 | Inverter rated power
电网B相电流 | Grid Phase B current
电网C相电压 | Grid Phase C voltage
内部温度 | Internal Temperature
电网C相电流 | Grid Phase C current
进行测算 | Measure and calculate
昊采嘉电站监控大屏 | HAOCAIJIA Power Station Monitoring Screen
光伏电量(kWh) | PV electricity (kWh)
储能电量(kWh) | Energy storage electricity quantity (kWh)
累计充/放电量 | Accumulated charging/discharing quantity
系统累计效率 | Cumulative system efficiency
储能电站监控大屏 | Energy Storage Power Station Monitoring Screen
当前告警电站个数 | Number of current alarm stations
正常运行电站个数 | Number of power stations in normal operation
预估总收益 | Estimated total income
实际总收益 | Actual total income
万㎡ | 10000 ㎡
数据仅精确到小数点后四位！ | Data are accurate to four decimal places only!
导入电价 | Import tariff
导出电价 | Derived tariff
年份 | Year
月份 | Month
自发自用电价 | Tariff of self-generation and self-consumption
余电上网电价 | Tariff of excess electricity grid connection
注意： | Attention:
1.导入电价后请完成时段配置; | 1. Please complete the time slot configuration after importing the tariff.
2.点击复制则向下复制一行某地区的电价和对应时段，时间/省/市/区需要重新选择; | 2. Click Copy to copy down a line of tariffs and corresponding time periods for a certain region, time/province/city/region need to be re-selected.
3.历史月份的电价信息不可编辑或删除、清空。(如当前是11月份，则1-10月份已应用电价不可进行编辑或删除); | 3. Tariff information for historical months cannot be edited or deleted or cleared. (For example, if the current month is November, the tariffs applied from January to October cannot be edited or deleted).
4.若已存在9月份数据，再导入9月份数据，则原9月份数据被覆盖。 | 4. If September's data already exists, and then import September's data, the original September's data will be overwritten.
请输入合适范围 | Please enter the appropriate range
请输入每小时推送上限 | Please enter an hourly push limit

## 运维系统前端词条（禁止编辑）
前端待翻译词条中文 | 英文
采日运维管理系统 | SERMATEC Operation & Maintenance Management System
登录 | Login
电站运维大屏 | Power station operation & maintenance screen
运维工作台 | Operation & maintenance worktable
管理角色 | Management role
执行角色 | Execution role
工单管理 | Work order management
工单列表 | Work order list
我的工单 | My work order
异常复盘 | Exception review
项目管理 | Project Management
电子档案 | Electronic files
备件管理 | Spare Parts Management
告警管理 | Alarm management
项目告警配置 | Project alarm configuration
人力资源复盘 | HR review
巡检项配置 | Patrol inspection item configuration
知识库 | Knowledge base
运维工具 | Operation & maintenance tool
项目运行报告 | Project running report
系统配置 | System configuration
账号管理 | Account management
角色管理 | Role management
在途项目看板 | In-transit item board
数据维度 | Data dimension
项目阶段图 | Project phase diagram
项目类型图 | Project type diagram
全部在途工单 | All in-transit work orders
我的发起 | My launching
我的待办 | My agenda
在途异常工单 | In-transit exceptional work order
在途其他工单 | Other in-transit work orders
发起工单数 | Launched work order quantity
已执行总数 | Total of executed work orders
待执行工单总数 | Total of to-be-executed work orders
待执行异常工单 | To-be-executed exceptional work orders
任务过程看板 | Task process board
周 | Week
月 | Month
实施工单 | Implement work order
运维工单 | Operation & maintenance work order
人员任务统计 | Personnel task statistics
区域 | Zone
时间纬度 | Time dimension
请选择 | Please select
请输入 | Please enter
年 | Year
日 | day
工单总数 | Total number of work orders
已执行工单 | Executed work orders
待执行工单 | To-be-executed work orders
负责项目统计 | Project statistics
发布时间 | Posted on
开始日期 | Start Date
结束日期 | End Date
处理状态 | Processing status
工单编号 | Work order No.
工单名称 | Name of work order
关联项目 | Associated projects
工单类型 | Type of work order
计划开始时间 | Planned start time
计划结束时间 | Planned end time
工单所属区域 | Work order affiliated area
工单发起人 | Sponsor of work order
工单接收人 | Work order receiver
当前处理人 | Current Processor
实际处理人 | Actual processor
手工新增工单 | Manually add work order
详情 | Details
删除 | Delete
操作 | Operate
工单详情 | Details of work order
基础信息 | Basic information
业务信息 | Business info
巡检组管理 | Patrol inspection team management
巡检组 | Patrol inspection team
巡检项 | Patrol inspection item
巡检结果 | Patrol inspection conclusion
巡检备注 | Patrol inspection remarks
我的已办 | My Process Done
工单发布时间 | Work order issuing time
异常统计 | Exception statistics
异常明细 | Exception details
产品类型 | Product type
场景类型 | Scenario type
异常生成时间 | Exception generation time
异常完结时间 | Exception completion time
异常名称 | Exception name
关联项目名称 | Associated project name
关联工单类型 | Associated work order type
异常部件 | Exceptional parts
责任厂商 | Responsible manufacturer
是否领用/采购备件或耗材 | Do you want to receive/purchase spare parts or consumables
异常处理人 | Exception handler
搜索 | Search
异常总数 | Total exception number
计划处理时间总计(天) | Total of planned processing time (days)
实际处理时间总计(天) | Total of actual processing time (days)
消缺收益(元) | Deficiency elimination income (yuan)
消缺总成本(元) | Deficiency elimination total cost (yuan)
异常开始时间 | Exception start time
异常结束时间 | Exception end time
异常供应商 | Exceptional suppliers
处理方案 | Processing scheme
计划处理时间(天) | Planned processing time (day)
实际处理时间(天) | Actual processing time (day)
差旅成本(元) | Travelling cost (yuan)
耗材成本(元) | Consumption cost (yuan)
备件成本(元) | Spare parts cost (yuan)
业主罚款(元) | Owner penalty (yuan)
人员成本(元) | Personnel cost (yuan)
供应商罚款收益(元) | Supplier penalty income (yuan)
质保外维修收益(元) | Warranty-expired maintenance income (yuan)
消缺总结 | Deficiency elimination summary
附件 | Attachment
项目名称 | Project Name
立项时间 | Project approval time
项目阶段 | Project stage
项目进度 | Project progress
项目类型 | Project type
实施负责人 | Implementation manager
运维负责人 | Operation & maintenance manager
状态 | Status
是否支持标准巡检 | Whether support standard patrol inspection
是 | Yes
否 | No
项目编号 | Project No.
关联工单数 | Associated work order quantity
装机规模 | Installed capacity
编辑 | Edit
批量下载巡检码 | Batch download patrol inspection code
新增项目 | New items
供应商维护 | Supplier maintenance
项目基础资料维护 | Project basic data maintenance
项目详细资料维护 | Project detailed data maintenance
维护实施管理信息 | Maintenance implementation management information
运维管理信息 | Operation & maintenance management information
项目装机功率 | Project installed power
项目装机容量 | Project installed capacity
保存 | Save
下一步 | Next
日期 | Date
电站详细信息 | Power station detailed information
业主名称 | Owner name
项目地址 | Project address
电站名称 | Power station name
电站联系人 | Power station contact person
电站联系方式 | Power station contact information
总包单位名称 | Main contractor name
我方供货范围 | Our supply scope
质保期起止时间 | Warranty period start/stop time
开始时间 | Start time
截止时间 | Deadline
电站内储能单元分组情况 | Energy storage unit grouping in power station
电站所属省 | Affiliation province of power station
电站所属市 | Affiliation city of power station
电站所属区/镇 | Affiliation district/town of power station
经度 | Longitude
电站经度 | Power station longitude
纬度 | Latitude
电站纬度 | Power station latitude
设备配置信息 | Equipment configuration information
电池仓数量 | Battery compartment quantity
单台电池仓容量 | Single battery compartment capacity
类型 | Type
PCS一体机数量 | PCS AIO quantity
电芯材料 | Cell material
电池堆成组方式 | Battery stack grouping mode
单台PCS最大功率 | Single PCS max. power
电池簇成组方式 | Battery cluster grouping mode
电池模组成组方式 | Battery module grouping mode
单电芯额定容量 | Single cell rated capacity
消防介质 | Firefighting medium
充放电转换效率 | Charging/discharging conversion efficiency
额定充放电倍率 | Rated charging/discharging rate
关联电站信息 | Associated power station information
只能关联一个电站 | Only one power station can be associated
BMS厂商 | BMS manufacturer
PCS厂商 | PCS manufacturer
变压器厂商 | Transformer manufacturer
液冷系统厂商 | Liquid cooling system manufacturer
空调厂商 | Air conditioner manufacturer
空调 | Air conditioner
PACK组装厂厂商 | PACK assembly manufacturer
PACK组装 | PACK assembly
电芯厂商 | Cell manufacturer
电池仓箱体厂商 | Battery compartment box manufacturer
电池仓箱体 | Battery compartment box
消防厂商 | Firefighting manufacturer
消防 | Firefighting
EMS厂商 | EMS manufacturer
汇流柜厂商 | Combiner box manufacturer
汇流柜 | Combiner box
实施计划时间 | Plan implementation time
创建项目后，会在计划开始时间时自动创建一条实施工单至实施负责人，实施阶段该项目产生的所有工单会由实施负责人负责。 | After project is created, an implementation work order will be automatically created for implementation manager at the planned start time. All work orders generated by this project in implementation stage are undertaken by manager.
实施过程档案 | Implementation process files
发货阶段 | Delivery stage
实际操作人 | Actual operator
签收货单 | Sign on receipt
调试阶段 | Commissioning stage
验收报告 | Acceptance Report
试运行阶段 | Test run stage
客户验收单 | Customer acceptance sheet
创建项目后，实施阶段该项目产生的所有工单将由实施负责人处理。 | After project is created, all work orders generated by this project in implementation stage will be processed by implementation manager.
巡检周期 | Inspection period
请添加巡检组管理 | Please add patrol inspection team management
请输入巡检组名 | Please enter patrol inspection team name
复制本巡检组 | Copy this patrol inspection team
复制其他巡检组 | Copy other patrol inspection team
巡检事项 | Patrol inspection item
请输入巡检项 | Please enter patrol inspection item
添加巡检事项 | Add patrol inspection item
添加巡检组 | Add patrol inspection team
重置 | Reset
备件名称 | Spare parts name
备件类型 | Spare parts type
所属仓库 | Affiliation warehouse
备件属性 | Spare part property
所属供应商 | Affiliation supplier
备件入库 | Spare parts warehousing
删除备件 | Delete spare parts
备件编号 | Spare part No.
备件数量 | Spare part Qty.
备件备注 | Spare part remarks
备件领用 | Spare part receiving
查看出入库记录 | Check the shipment and warehousing records
库存备件数量 | Quantity of inventory spare parts
备件领用数量 | Spare parts receiving quantity
领用项目 | Receiving item
领用备注 | Receiving remarks
取消 | Cancel
确定 | Confirm
操作类型 | Operation type
出入库记录 | Shipment/warehousing records
操作数量 | Operation Qty.
操作后余量 | Margin after operation
操作时间 | Operation time
操作备注 | Operation remarks
告警统计 | Alarm statistics
告警明细 | Alarm details
项目 | Item
设备名称 | Equipment name
告警名称 | Alarm name
运维告警类型 | Operation & maintenance alarm type
运维告警等级 | Operation & maintenance alarm level
告警开始时间 | Alarm start time
告警结束时间 | Alarm end time
运维告警描述 | Operation & maintenance alarm description
是否同步生成工单 | Synchronously generate work order or not
关联项目信息 | Associated project information
所在地址 | Address
户外柜规格 | Outdoor cabinet specification
产品规格 | Product specification
当前阶段负责人 | Manager in current stage
负责人电话 | Telephone of responsile person
大储告警配置 | Large reserve alarm configuration
户外柜告警配置 | Outdoor cabinet alarm configuration
是否告警 | Alarm or not
是否自动生成工单 | Automatically generate work order or not
最后修改人 | Last Modifier
批量更新 | Update by batches
批量导出 | Batch export
云平台告警等级 | Cloud platform alarm level
对应云平台告警描述 | Alarm description of corresponding cloud platform
针对项目告警所展示的辅助描述说明，可通过项目告警配置进行自定义调整 | Displayed auxiliary description of project alarms can have customized adjustment through project alarm configuration
运维告警等级：分四级； 1. 严重告警(或一级告警):这通常表示系统出现了非常严重的故障，可能影响到整个系统的运行和用户的正常使用。这种告警需要立即处理。 2. 重要告警(或二级告警)这表示系统中出现了重要的故障，可能影响到部分功能的正常运行。这种告需要尽快处理。 3. 一般告警(或三级告警):这表示系统中出现了一些问题，但这些问题不会直接影响到用户的正常使用。这种告警可以在常规维护期间处理。 4. 提示告警(或四级告警):这通常是一些建议性的信息，比如系统即将进行维护，或者某些功能即将被弃用等。这种告警可以视情况进行处理。 | Operation & maintenance alarm level: Four levels; 1. Major alarm (or Level 1 alarm): This means system has major fault which may affect the running of entire system or normal operation of user. Such alarm should be handled immediately. 2. Important alarm (or Level 2 alarm): This means system has important fault which may partially affect the normal running of system. Such alarm should be handled as soon as possible. 3. General alarm (or Level 3 alarm): This means system has some problems which may not directly affect the normal running of user. Such alarm can be handled in common maintenance period. 4. Prompt alarm (or Level 4 alarm): This is suggestive information; for example, system maintenance will be conducted, or some functions will be abandoned. Such alarm can be handled as required.
若选择是，则会在项目告警明细及运维大屏展示此条告警；若选择否，则不会展示此告警数据 | If yes, this alarm will be displayed in project alarm details and operation & maintenance screen; if not, this alarm data will not be displayed
若选择是，则发生此告警时会同步生成一条异常工单，若选择否则不会生成 | If yes, an exceptional work order will be generated when this alarm occurs. If not, the work order will not be generated
最后修改时间 | Last Modification Time
人员名称 | Employee Name
负责项目总数 | Project total quantity
实施阶段项目数 | Project quantity in implementation stage
售后质保项目数 | In-warranty project quantity
售后过保项目数 | Warranty-expired project quantity
处理任务总数 | Total number of processed tasks
处理实施工单数 | Number of processed work orders
处理巡检工单数 | Number of processed patrol inspection work orders
处理异常工单数 | Number of processed exceptional work orders
待办工单数 | Number of to-be-processed work orders
巡检项名称 | Patrol inspection item name
新增 | Add
批量删除 | Batch delete
巡检项类型 | Patrol inspection item type
巡检项内容 | Patrol inspection item contents
是否需要上传拍照信息 | Whether upload photography information
是否需要上传备注 | Whether upload remarks
编辑巡检项 | Edit patrol inspection items
知识名称 | Knowledge name
知识类型 | Knowledge Type
撰写人 | Writer
关联设备类型 | Associated equipment type
异常环节 | Exceptional steps
知识状态 | Knowledge status
新增知识 | Add knowledge
编辑知识 | Edit knowledge
设备类型 | Equipment Type
审批人 | Approved by
审核 | Reviewed by
项目运行日报 | Project running daily report
项目运行总览 | Project running overview
日报生成时间 | Daily report generation time
导出查询数据 | Export query data
批量导出云平台巡检数据 | Batch export cloud platform patrol inspection data
监测时间 | Monitoring time
当日充放效率 | Daily charging/discharging efficiency
当日收益 | Daily income
当日充电量 | Daily charging quantity
当日放电量 | Daily discharging quantity
当日最大压差 | Daily max. pressure difference
当日最大温差 | Daily max. temperature difference
当日告警数 | Daily alarm quantity
当日工单数 | Daily work order quantity
当日异常工单数 | Number of daily exceptional work orders
当日最后一次放电完成时，所有主体最低温度与所有主体最高温度的差值 | The difference between min. and max. temperature of all monomers after the final daily discharging is completed
当日最后一次放电完成时，所有主体最低电压与所有主体最高电压的差值 | The difference between min. and max. voltage of all monomers after the final daily discharging is completed
导出云平台巡检数据 | Export cloud platform patrol inspection data
导出当日充放原数据 | Export daily charging/discharging original data
时刻一 | Moment 1
时刻二 | Moment 2
时刻三 | Moment 3
时刻四 | Moment 4
时刻五 | Moment 5
时刻六 | Moment 6
导出 | Export
导出全部文件 | Export all files
巡检记录导出 | Export patrol inspection records
账号 | Account No.
姓名 | Name
绑定角色 | Bind a role
管辖区域 | Management area
新增账号 | Add account
待办发送邮箱维护 | Maintenance of to-be-processed sending E-mail
手机号 | Mobile phone number
邮箱 | Email
编辑账号 | Modify account
密码 | Password
确定解绑此微信账号? | Confirm to unbind this WeChat Account?
解绑 | Unbind
系统提示 | System prompt
角色名称 | Role name
新增角色 | New role
角色编号 | Role No.
角色说明 | Role description
权限配置 | Permission configuration
登出 | Logout
退出 | Logout
下载任务列表 | Download task list
任务列表 | Task List
任务名称 | Task name
创建时间 | Creation time
下载 | Download
工商侧 | Commercial side
源网侧 | Source grid side
电站概览 | Power station overview
总电站个数 | Number of total power station
总装机容量 | Total installed capacity
电量排行 | Electric quantity ranking
电量 | Power
效率 | Efficiency
正序 | Orthogonal order
倒序 | Inverse order
社会效益 | Social benefits
万吨 | Ten thousand tonnes
节约标准煤 | Standard coal saved
CO2减排量 | CO2 emission reduction
等效植树量 | Equivalent tree planting quantity
万棵 | Ten thousand trees
告警列表 | Alarm list
告警描述 | Alarm description
详情分析 | Detailed analysis
告警分析 | Alarm analysis
收益排行 | Income ranking
一级 | Level 1
二级 | Level 2
三级 | Level 3
万元 | Ten thousand yuan
设备状态 | Equipment status
在线 | Online
离线 | Offline
告警 | Alarm
已完成工单 | Work order completed
国外 | Oversea
国内 | Domestic
项目汇总 | Project summary
地区 | Region
电源侧/电网侧 | Power supply/grid side
项目信息 | Project information
PCS类型 | PCS type
BMS厂家 | BMS manufacturer
PCS厂家 | PCS manufacturer
变压器厂家 | Transformer manufacturer
液冷系统厂家 | Liquid cooling system manufacturer
空调厂家 | Air conditioner manufacturer
PACK组装厂家 | PACK assembly manufacturer
电芯厂家 | Cell manufacturer
电池仓箱体厂家 | Battery compartment box manufacturer
消防厂家 | Firefighting manufacturer
EMS厂家 | EMS manufacturer
四级 | Level 4
结束时间 | End time
充电量 | Charging quantity
放电量 | Discharging quantity
token失效，暂不可跳转 | token failure, unable to jump temporarily
获取电站信息失败，暂不可跳转 | Failed to acquire power station information, unable to jump temporarily
请勾选需要导出的数据 | Please tick to-be-exported data
至少搜索一个项目 | Search one project at least
仅支持.xlsx、.xls后缀名文件 | Support files with suffix of .xlsx and .xls only
提交成功 | Submitted Successfully
提交失败 | Submission Failed
新增巡检项 | Add patrol inspection items
到货签收单附件 | Attachment of arrival receipt
调试报告附件 | Attachment of commissioning report
项目验收单附件 | Attachment of project acceptance sheet
巡检工单 | Patrol inspection sheet
删除此条记录不可恢复，请确认后再删除！ | This record can't be restored once deleted. Please confirm before deleting it!
删除成功 | Deleted successfully
请选择需要删除的巡检项配置 | Please select to-be-deleted patrol inspection item configuration
变压器 | Transformer
液冷系统 | Liquid cooling system
电芯 | Battery cell
保存成功 | Saved successfully
一月一次 | Once every one month
两月一次 | Once every two months
三月一次 | Once every three months
四月一次 | Once every four months
五月一次 | Once every five months
六月一次 | Once every six months
七月一次 | Once every seven months
八月一次 | Once every eight months
九月一次 | Once every nine months
十月一次 | Once every ten months
十一月一次 | Once every eleven months
十二月一次 | Once every twelve months
确定删除？ | Are you sure to delete it?
删除成功！ | Deleted successfully!
入库方式 | Warehousing mode
请输入必填字段 | Please enter the required field
操作成功 | Operated successfully
邮箱维护 | E-mail maintenance
邮箱地址 | Email Address
发信服务器host | Sending server host
发信服务器端口 | Sending server port
收信服务器host | Receiving server host
收信服务器端口 | Receiving server port
发送测试邮件 | Send test email
邮件发送测试 | Mail sending test
收件人邮箱 | Recipient email
主题 | Theme
正文 | Text
删除后无法恢复 | Fail to recover after deletion
确认转办 | Confirm transfer
转办 | Transfer
转办人 | Transferred by
质保外维修收益(业务付款)(元) | Warranty-expired maintenance income (business payment) (yuan)
供应商罚款(元) | Supplier penalty (yuan)
异常描述 | Exception description
请上传附件 | Please upload the attachments
上传到货签收单附件 | Upload attachment of arrival receipt
提交并开启下一阶段任务 | Submit and start the next stage of task
上传调试报告附件 | Upload commissioning report attachment
上传项目验收单附件 | Upload attachment of project acceptance sheet
接受人 | Receiver
已完成 | Completed
处理结果 | Processing results
去处理 | Go to process
请先勾选需要删除的数据 | Please select the data to delete first
结束时间必须大于开始时间 | The end time must be later than the start time
新增成功 | Added!
起始时间应该早于结束时间 | The start time must be earlier than the end time
是必填的! | Required!
确认清空 | Confirm to clear
当前在编辑状态，不可操作 | Under edit status, unable to operate
清空 | Empty
最多可配置{count}条策略！ | {count} policies can be configured at most!
中文 | Chinese
英文 | English
切换语言 | Switch language
文件大小超出${maxSizeMB}MB限制 | File size exceeds ${maxSizeMB}MB
上传成功 | Uploaded successfully
上传失败 | Upload failed
最多上传${maxCount}个文件，单个文件大小不超过${maxSizeMB}MB | ${maxCount} files can be uploaded at most, single file size should not exceed ${maxSizeMB}MB
黑色 | Black
默认 | Default
切换主题 | Switch theme
关联手机号 | Associated phone number
请求超时 | Request timeout
断网了 | Network outage
请求错误 | Request error
权限不足，拒绝访问 | Insufficient permission, access denied
请求的资源不存在或请求地址出错 | Requested resource does not exist or request address error
服务器错误 | Server error
token 异常，请联系管理员 | token exception, please contact the administrator
禁止输入空格 | Forbidden to enter space
只能输入数字 | Enter digits only
密码长度为8-16位，至少2种字符 | Password length is 8-16 bits, at least 2 characters
8-16个字符，只能填写英文、数字、下划线 | 8-16 characters, only English, figure and underline can be filled
请输入自然数 | Please enter natural number

## 后端词条汇总
后端待翻译词条中文 | 英文
低压测量-Ua | Low voltage measurement-Ua
低压测量-Ub | Low voltage measurement-Ub
低压测量-Uc | Low voltage measurement-Uc
高压侧量-Ia | High voltage measurement-la
高压侧量-Ib | High voltage measurement-lb
高压侧量-Ic | High voltage measurement-lc
低压侧AB线电压 | Low-voltage side line AB voltage
低压侧BC线电压 | Low-voltage side line BC voltage
低压侧CA线电压 | Low-voltage side line CA voltage
低压侧A相电流 | Low-voltage side phase A current
低压侧B相电流 | Low-voltage side phase B current
低压侧C相电流 | Low-voltage side phase C current
A相温度 | Phase A temperature
B相温度 | Phase B temperature
C相温度 | Phase C temperature
并网恒功率 | Grid-connected constant power
有功功率 | Active power
无功功率 | Inactive power
AB线电压 | Line AB voltage
BC线电压 | Line BC voltage
CA线电压 | Line BA voltage
A相电流 | Phase A current
B相电流 | Phase B current
C相电流 | Phase C current
电网频率 | Grid frequency
日充电量 | Daily charging quantity
日放电量 | Daily discharging quantity
总充电电量 | Total charging quantity
总放电电量 | Total discharging quantity
直流电压 | DC voltage
直流电流 | DC current
合 | Total
放电 | Discharging
充电 | Charging
正常 | Normal
BMS-1-第1簇 | BMS-1-Cluster 1
BMS-1-第2簇 | BMS-1-Cluster 2
BMS-1-第3簇 | BMS-1-Cluster 3
BMS-1-第4簇 | BMS-1-Cluster 4
BMS-1-第5簇 | BMS-1-Cluster 5
BMS-1-第6簇 | BMS-1-Cluster 6
BMS-2-第1簇 | BMS-2-Cluster 1
BMS-2-第2簇 | BMS-2-Cluster 2
BMS-2-第3簇 | BMS-2-Cluster 3
BMS-2-第4簇 | BMS-2-Cluster 4
BMS-2-第5簇 | BMS-2-Cluster 5
BMS-2-第6簇 | BMS-2-Cluster 6
BMS-3-第1簇 | BMS-3-Cluster 1
BMS-3-第2簇 | BMS-3-Cluster 2
BMS-3-第3簇 | BMS-3-Cluster 3
BMS-3-第4簇 | BMS-3-Cluster 4
BMS-3-第5簇 | BMS-3-Cluster 5
BMS-3-第6簇 | BMS-3-Cluster 6
BMS-4-第1簇 | BMS-4-Cluster 1
BMS-4-第2簇 | BMS-4-Cluster 2
BMS-4-第3簇 | BMS-4-Cluster 3
BMS-4-第4簇 | BMS-4-Cluster 4
BMS-4-第5簇 | BMS-4-Cluster 5
BMS-4-第6簇 | BMS-4-Cluster 6
BMS-5-第1簇 | BMS-5-Cluster 1
BMS-5-第2簇 | BMS-5-Cluster 2
BMS-5-第3簇 | BMS-5-Cluster 3
BMS-5-第4簇 | BMS-5-Cluster 4
BMS-5-第5簇 | BMS-5-Cluster 5
BMS-5-第6簇 | BMS-5-Cluster 6
BMS-6-第1簇 | BMS-6-Cluster 1
BMS-6-第2簇 | BMS-6-Cluster 2
BMS-6-第3簇 | BMS-6-Cluster 3
BMS-6-第4簇 | BMS-6-Cluster 4
BMS-6-第5簇 | BMS-6-Cluster 5
BMS-6-第6簇 | BMS-6-Cluster 6
BMS-7-第1簇 | BMS-7-Cluster 1
BMS-7-第2簇 | BMS-7-Cluster 2
BMS-7-第3簇 | BMS-7-Cluster 3
BMS-7-第4簇 | BMS-7-Cluster 4
BMS-7-第5簇 | BMS-7-Cluster 5
BMS-7-第6簇 | BMS-7-Cluster 6
BMS-8-第1簇 | BMS-8-Cluster 1
BMS-8-第2簇 | BMS-8-Cluster 2
BMS-8-第3簇 | BMS-8-Cluster 3
BMS-8-第4簇 | BMS-8-Cluster 4
BMS-8-第5簇 | BMS-8-Cluster 5
BMS-8-第6簇 | BMS-8-Cluster 6
BMS-9-第1簇 | BMS-9-Cluster 1
BMS-9-第2簇 | BMS-9-Cluster 2
BMS-9-第3簇 | BMS-9-Cluster 3
BMS-9-第4簇 | BMS-9-Cluster 4
BMS-9-第5簇 | BMS-9-Cluster 5
BMS-9-第6簇 | BMS-9-Cluster 6
BMS-10-第1簇 | BMS-10-Cluster 1
BMS-10-第2簇 | BMS-10-Cluster 2
BMS-10-第3簇 | BMS-10-Cluster 3
BMS-10-第4簇 | BMS-10-Cluster 4
BMS-10-第5簇 | BMS-10-Cluster 5
BMS-10-第6簇 | BMS-10-Cluster 6
BMS-11-第1簇 | BMS-11-Cluster 1
BMS-11-第2簇 | BMS-11-Cluster 2
BMS-11-第3簇 | BMS-11-Cluster 3
BMS-11-第4簇 | BMS-11-Cluster 4
BMS-11-第5簇 | BMS-11-Cluster 5
BMS-11-第6簇 | BMS-11-Cluster 6
BMS-12-第1簇 | BMS-12-Cluster 1
BMS-12-第2簇 | BMS-12-Cluster 2
BMS-12-第3簇 | BMS-12-Cluster 3
BMS-12-第4簇 | BMS-12-Cluster 4
BMS-12-第5簇 | BMS-12-Cluster 5
BMS-12-第6簇 | BMS-12-Cluster 6
BMS-13-第1簇 | BMS-13-Cluster 1
BMS-13-第2簇 | BMS-13-Cluster 2
BMS-13-第3簇 | BMS-13-Cluster 3
BMS-13-第4簇 | BMS-13-Cluster 4
BMS-13-第5簇 | BMS-13-Cluster 5
BMS-13-第6簇 | BMS-13-Cluster 6
BMS-14-第1簇 | BMS-14-Cluster 1
BMS-14-第2簇 | BMS-14-Cluster 2
BMS-14-第3簇 | BMS-14-Cluster 3
BMS-14-第4簇 | BMS-14-Cluster 4
BMS-14-第5簇 | BMS-14-Cluster 5
BMS-14-第6簇 | BMS-14-Cluster 6
BMS-15-第1簇 | BMS-15-Cluster 1
BMS-15-第2簇 | BMS-15-Cluster 2
BMS-15-第3簇 | BMS-15-Cluster 3
BMS-15-第4簇 | BMS-15-Cluster 4
BMS-15-第5簇 | BMS-15-Cluster 5
BMS-15-第6簇 | BMS-15-Cluster 6
BMS-16-第1簇 | BMS-16-Cluster 1
BMS-16-第2簇 | BMS-16-Cluster 2
BMS-16-第3簇 | BMS-16-Cluster 3
BMS-16-第4簇 | BMS-16-Cluster 4
BMS-16-第5簇 | BMS-16-Cluster 5
BMS-16-第6簇 | BMS-16-Cluster 6
第1节电芯 | Section 1. Battery cell
第2节电芯 | Section 2. Battery cell
第3节电芯 | Section 3. Battery cell
第4节电芯 | Section 4. Battery cell
第5节电芯 | Section 5. Battery cell
第6节电芯 | Section 6. Battery cell
第7节电芯 | Section 7. Battery cell
第8节电芯 | Section 8. Battery cell
第9节电芯 | Section 9. Battery cell
第10节电芯 | Section 10. Battery cell
第11节电芯 | Section 11. Battery cell
第12节电芯 | Section 12. Battery cell
第13节电芯 | Section 13. Battery cell
第14节电芯 | Section 14. Battery cell
第15节电芯 | Section 15. Battery cell
第16节电芯 | Section 16. Battery cell
第17节电芯 | Section 17. Battery cell
第18节电芯 | Section 18. Battery cell
第19节电芯 | Section 19. Battery cell
第20节电芯 | Section 20. Battery cell
第21节电芯 | Section 21. Battery cell
第22节电芯 | Section 22. Battery cell
第23节电芯 | Section 23. Battery cell
第24节电芯 | Section 24. Battery cell
第25节电芯 | Section 25. Battery cell
第26节电芯 | Section 26. Battery cell
第27节电芯 | Section 27. Battery cell
第28节电芯 | Section 28. Battery cell
第29节电芯 | Section 29. Battery cell
第30节电芯 | Section 30. Battery cell
第31节电芯 | Section 31. Battery cell
第32节电芯 | Section 32. Battery cell
第33节电芯 | Section 33. Battery cell
第34节电芯 | Section 34. Battery cell
第35节电芯 | Section 35. Battery cell
第36节电芯 | Section 36. Battery cell
第37节电芯 | Section 37. Battery cell
第38节电芯 | Section 38. Battery cell
第39节电芯 | Section 39. Battery cell
第40节电芯 | Section 40. Battery cell
第41节电芯 | Section 41. Battery cell
第42节电芯 | Section 42. Battery cell
第43节电芯 | Section 43. Battery cell
第44节电芯 | Section 44. Battery cell
第45节电芯 | Section 45. Battery cell
第46节电芯 | Section 46. Battery cell
第47节电芯 | Section 47. Battery cell
第48节电芯 | Section 48. Battery cell
第49节电芯 | Section 49. Battery cell
第50节电芯 | Section 50. Battery cell
第51节电芯 | Section 51. Battery cell
第52节电芯 | Section 52. Battery cell
簇1 | Cluster 1
簇2 | Cluster 2
簇3 | Cluster 3
簇4 | Cluster 4
簇5 | Cluster 5
簇6 | Cluster 6
第1簇#pack1 | Cluster 1#pack1
第1簇#pack2 | Cluster 1#pack2
第1簇#pack3 | Cluster 1#pack3
第1簇#pack4 | Cluster 1#pack4
第1簇#pack5 | Cluster 1#pack5
第1簇#pack6 | Cluster 1#pack6
第1簇#pack7 | Cluster 1#pack7
第1簇#pack8 | Cluster 1#pack8
第2簇#pack1 | Cluster 2#pack1
第2簇#pack2 | Cluster 2#pack2
第2簇#pack3 | Cluster 2#pack3
第2簇#pack4 | Cluster 2#pack4
第2簇#pack5 | Cluster 2#pack5
第2簇#pack6 | Cluster 2#pack6
第2簇#pack7 | Cluster 2#pack7
第2簇#pack8 | Cluster 2#pack8
第3簇#pack1 | Cluster 3#pack1
第3簇#pack2 | Cluster 3#pack2
第3簇#pack3 | Cluster 3#pack3
第3簇#pack4 | Cluster 3#pack4
第3簇#pack5 | Cluster 3#pack5
第3簇#pack6 | Cluster 3#pack6
第3簇#pack7 | Cluster 3#pack7
第3簇#pack8 | Cluster 3#pack8
第4簇#pack1 | Cluster 4#pack1
第4簇#pack2 | Cluster 4#pack2
第4簇#pack3 | Cluster 4#pack3
第4簇#pack4 | Cluster 4#pack4
第4簇#pack5 | Cluster 4#pack5
第4簇#pack6 | Cluster 4#pack6
第4簇#pack7 | Cluster 4#pack7
第4簇#pack8 | Cluster 4#pack8
第5簇#pack1 | Cluster 5#pack1
第5簇#pack2 | Cluster 5#pack2
第5簇#pack3 | Cluster 5#pack3
第5簇#pack4 | Cluster 5#pack4
第5簇#pack5 | Cluster 5#pack5
第5簇#pack6 | Cluster 5#pack6
第5簇#pack7 | Cluster 5#pack7
第5簇#pack8 | Cluster 5#pack8
第6簇#pack1 | Cluster 6#pack1
第6簇#pack2 | Cluster 6#pack2
第6簇#pack3 | Cluster 6#pack3
第6簇#pack4 | Cluster 6#pack4
第6簇#pack5 | Cluster 6#pack5
第6簇#pack6 | Cluster 6#pack6
第6簇#pack7 | Cluster 6#pack7
第6簇#pack8 | Cluster 6#pack8
电池堆电压 | Battery stack voltage
电池堆电流 | Battery stack current
电池堆SOC | Battery stack SOC
最高电池电压 | Max. battery voltage
最低电池电压 | Min. battery voltage
最高电池温度 | Max. battery temperature
最低电池温度 | Min. battery temperature
组SOC | Pack SOC
组电压 | Pack voltage
组电流 | Pack current
组SOH | Pack SOH
变压器 | Transformer
测控1 | Measurement and control 1
测控2 | Measurement and control 2
测控3 | Measurement and control 3
测控4 | Measurement and control 4
测控5 | Measurement and control 5
测控6 | Measurement and control 6
测控7 | Measurement and control 7
测控8 | Measurement and control 8
PCS 模组 | PCS Module
防逆流电表 | Anti-reflux electricity meter
防过载电表 | Anti-overload electricity meter
总有功功率 | Total active power
总无功功率 | Total inactive power
功率因数 | Power factor
A相有功功率 | Phase A active power
B相有功功率 | Phase B active power
C相有功功率 | Phase C active power
总功率因数 | Total power factor
防过载电表1 | Anti-overload electricity meter 1
防过载电表2 | Anti-overload electricity meter 2
邮件 | Email
短信 | SMS
1级 | Level 1
2级 | Level 2
3级 | Level 3
4级 | Level 4
元 | Yuan
验证成功 | Verification Success
发生成功 | succeed
验证失败 | Verification failure
设备没有实时数据 | No real-time data on the equipment
修改成功! | Modification successful!
旧密码错误! | Old password error!
并网点一 | Grid-connection point 1
电表 | Electricity meter
并网点二 | Grid-connection point 2
并网点三 | Grid-connection point 3
电表历史数据 | Historical data of electricity meter
时间 | Time
设备描述 | Equipment Description
参数描述 | Parameter Description
监控大屏 | Monitoring Screen
数据分析 | Data analysis
角色管理 | Role Management
电表管理 | Electricity meter Management
命令下发 | Order Issued
电价管理 | Tariff management
电表曲线 | Meter Curves
BMS详情 | BMS Details
BMC详情 | BMC Details
温差曲线 | Differential Temperature Curve
压差曲线 | Differential Pressure Curve
变压器室高温报警 | Transformer room high temperature alarm
变压器高温报警 | Transformer high temperature alarm
变压器超温跳闸 | Transformer over-temperature tripping
变压温控仪故障报警信号 | Transformer temperature controller fault alarm signal
箱变温控电源分位报警 | Box variable temperature control power supply sub-position alarm
风机电源分位报警 | Fan power split alarm
控制变欠压跳闸 | Control variable undervoltage tripping
非电量保护8 | Non-power protection 8
非电量保护9 | Non-power protection 9
非电量保护10 | Non-power protection 10
高压断路器未储能 | High voltage circuit breaker not stored
UPS失电信号 | UPS loss of power signal
高侧过流一段 | High-side overcurrent section 1
高侧过流二段 | High-side overcurrent section 2
高侧过流三段 | High-side overcurrent section 3
CT断线 | CT disconnection
零序电流一段 | Zero sequence current section 1
零序电流二段 | Zero sequence current section 2
负序电流一段 | Negative sequence current section 1
负序电流二段 | Negative sequence current section 2
低侧PT断线 | Low-side PT disconnection
低侧过压 | Low-side overvoltage
低侧欠压 | Low side undervoltage
差速断 | Differential quick-break
差动保护 | Differential Protection
差流过大 | Difference flow excessive
低侧过流一段 | Low-side overcurrent section 1
低侧过流二段 | Low-side overcurrent section 2
低侧过流三段 | Low-side overcurrent section 3
低侧过负荷 | Low-side overload
预告总 | Total forecast
事故总 | Total accident
485通讯错误 | 485 communication error
公共参数错误 | Public parameter error
定值错误 | Fixedvalue error
负载功率 | Load power
软件最低版本 | Minimum version of software
支路故障状态 | Branch circuit fault status
侧欠压故障(软件) | Side under-voltage fault (software)
交流母线线电压 | AC bus line voltage
交流累计放电电量 | AC cumulative discharge power
进风口温度 | Inlet temperature
每小时放电量 | Discharge per hour
正向有功总 | Total positive active
通讯芯片结温 | Communication chip junction temperature
电站未配置告警等级请前往配置 | Alarm levels are not configured in the station, please go to configure.
总输出视在功率 | Total output apparent power
除湿机环境温度 | Dehumidifier ambient temperature
交流累计充电电量 | AC cumulative charging power
软件最高版本 | Highest version of software
系统告警状态 | System alarm status
最低软件版本 | Minimum version of software
通讯软件版本号 | Communication software version number
负极接触器状态 | Negative contactor status
单体压差 | Monomer voltage difference
硬件最高版本 | Maximum version of hardware
停转 | Stop
机器运行状态 | Machine operating status
谷期 | Valley
历史放电电能量 | Historical discharge energy
硬件最低版本 | Minimum version of hardware
反向有功总 | Total reverse active
正在并网 | In the process of grid connection
相输出视在功率 | Phase Output Apparent Power (POP)
相温度 | Phase temperature
昨日效率 | Yesterday's efficiency
当天交流放电电量 | AC discharge power for the day
闭合 | Close
电费 | Electricity costs
开始小时 | Starting hour
单元过流故障(硬件) | Unit overcurrent fault (hardware)
除湿机内部温度 | Dehumidifier internal temperature
支路失效状态 | Branch failure status
侧过流(软件) | Side overcurrent (software)
支路放电状态 | Branch circuit discharge status
单体温差 | Monomer temperature difference
单元保护(硬件) | Unit protection (hardware)
静止 | Rest
风扇故障 | Fan failure
过流保护(硬件) | Overcurrent protection (hardware)
输出相功率因数 | Output phase power factor
通讯故障 | malfunction of communications
警告状态 | warning state
直流累计充电电量 | DC cumulative charging power
控制芯片结温 | Control chip junction temperature
侧过流保护(硬件) | Side overcurrent protection (hardware)
结束分钟 | Final minutes
控制软件版本号 | Control software version number
历史充电电能量 | Historical charging capacity
输出总功率因数 | Total output power factor
零功率运行 | Zero-power operation
支路告警状态 | Branch alarm status
正在离网 | Off-grid in progress
最高硬件版本 | Highest hardware version
预充接触器状态 | Precharge contactor status
平期 | Shoulder
计量电表在线状态 | Meters online status
开始分钟 | Starting minute
读写故障() | Read/Write fault()
支路充电状态 | Branch circuit charging status
侧过压故障(软件) | Side overvoltage fault (software)
总输出无功功率 | Total output reactive power
支路待机状态 | Branch standby status
总输出有功功率 | Total output active power
电源频率 | Power frequency
系统降额状态 | System downgrade status
硬件版本 | Hardware version
负极最小绝缘电阻阻值 | Negative minimum insulation resistance value
健康状况 | Health status
总反向有功电能 | Total reverse active energy
峰期 | Peak
开启 | Turn on
交流母线相电流 | AC bus phase current
支路 | Branch
直流累计放电电量 | DC cumulative discharge capacity
制冷 | Refrigeration
电站未配置所选的告警等级请前往配置 | The station is not configured for the selected alarm level, please go to configure.
正极最小绝缘电阻阻值 | Minimum insulation resistance of positive pole
结束小时 | End hour
制热 | Heat production
散热器过热 | Radiator overheating
最低硬件版本 | Minimum hardware version
版本信息 | Version information
最高软件版本 | Maximum software version
保留 | retention
正极接触器状态 | Positive contactor status
放电运行 | Discharge operation
系统故障状态 | System failure status
地址重复故障 | Address duplication fault
自检 | Self-check
侧过压故障(硬件) | Side overvoltage fault (hardware)
侧过压保护(软件) | Side overvoltage protection (software)
总正向有功电能 | Total positive active energy
过载 | Overload
容量 | Volume
系统失效状态 | System Failure Status
出风口温度 | Air outlet temperature
除湿机环境湿度 | Dehumidifier ambient humidity
交流母线总视在功率 | Total apparent power at AC busbar
内循环 | Inner cycle
支路启停状态 | Branch circuit start/stop status
每小时充电量 | Charging per hour
初始化 | Initialisation
补水 | Hydration
当天交流充电电量 | AC charging power for the day
失效 | Lose effectiveness
输出A相功率因数 | Output Phase A power factor
输出B相功率因数 | Output Phase B power factor
输出C相功率因数 | Output Phase C power factor
交流母线A相电流 | AC bus Phase A current
交流母线B相电流 | AC bus Phase B current
交流母线C相电流 | AC bus Phase C current
交流母线AB线电压 | AC bus Line AB voltage
交流母线BC线电压 | AC bus Line BC voltage
交流母线CA线电压 | AC bus Line CA voltage
BUS侧过流保护(硬件) | BUS side overcurrent protection (hardware)
BUS侧过压故障(硬件) | BUS side overvoltage fault (hardware)
BAT侧过压故障(硬件) | BAT side overvoltage fault (hardware)
BUS侧过压保护(软件) | BUS side overvoltage protection (software)
BAT侧欠压故障(软件) | BAT side under-voltage fault (software)
BAT侧过压故障(软件) | BAT side overvoltage fault (software)
BAT侧过流(软件) | BAT side overcurrent (software)
BUS侧过流(软件) | BUS side overcurrent (software)
单元1过流故障(硬件) | Unit 1 overcurrent fault (hardware)
单元2过流故障(硬件) | Unit 2 overcurrent fault (hardware)
单元3过流故障(硬件) | Unit 3 overcurrent fault (hardware)
单元4过流故障(硬件) | Unit 4 overcurrent fault (hardware)
单元5过流故障(硬件) | Unit 5 overcurrent fault (hardware)
单元6过流故障(硬件) | Unit 6 overcurrent fault (hardware)
单元1VCE保护(硬件) | Unit 1 VCE protection (hardware)
单元2VCE保护(硬件) | Unit 2 VCE protection (hardware)
单元3VCE保护(硬件) | Unit 3 VCE protection (hardware)
单元4VCE保护(硬件) | Unit 4 VCE protection (hardware)
单元5VCE保护(硬件) | Unit 5 VCE protection (hardware)
单元6VCE保护(硬件) | Unit 6 VCE protection (hardware)
第[0]节电芯 | Section [0]. Battery cell
PCS日充电量 | PCS daily charging quantity
PCS日放电量 | PCS daily discharging quantity
正向有功总（充电） | Total positive active(Charging)
反向有功总（放电） | Total reverse active(Discharging)
应缴电费（元） | Electricity expense payable(yuan)
电费（元） | Electricity costs(yuan)
BMS簇{0}信息 | BMS cluster{0}infomation
BMS版本信息 | BMS version information
BMC版本信息 | BMC version information
液冷机{0}数据 | Liquid cooling machine{0}data
DCDC{0} | DCDC{0}
BMS簇{0} | BMS cluster{0}
支路{0} | Branch{0}
SOH | SOH
PCS在线状态 | PCS online status
A相输出视在功率 | Phase A Output Apparent Power (POP)
B相输出视在功率 | Phase B Output Apparent Power (POP)
C相输出视在功率 | Phase C Output Apparent Power (POP)
SOE | SOE
SOH | SOH
BMS在线状态 | BMS online status
软件版本1 | Software version 1
硬件版本1 | Hardware version 1
BCMU最高软件版本1 | BCMU maximum version of software 1
BCMU最高硬件版本1 | BCMU maximum version of hardware 1
BCMU最低软件版本1 | BCMU minimum version of software 1
BCMU最低硬件版本1 | BCMU minimum version of hardware 1
PCS并网状态 | PCS grid connection status
PCS警告状态 | PCS warning state
N相温度 | Phase N temperature
A相输出视在功率 | Phase A Output Apparent Power (POP)
B相输出视在功率 | Phase B Output Apparent Power (POP)
C相输出视在功率 | Phase C Output Apparent Power (POP)
PCS在线状态 | PCS online status
SOE | SOE
SOC容量 | SOC capacity
SOH健康状况 | SOH health status
BMU软件最高版本 | BMU maximum version of software
BMU硬件最高版本 | BMU maximum version of hardware
BMU软件最低版本 | BMU minimum version of software
BMU硬件最低版本 | BMU minimum version of hardware
BSMU软件版本 | BSMU software version
PCS在线状态 | PCS online status
SOC容量 | SOC capacity
SOE | SOE
SOH健康状况 | SOH health status
BMS在线状态 | BMS online status
SOE | SOE
SOH | SOH
每小时充电量_table | Charging per hour_table
每小时放电量_table | Discharge per hour_table
A相输出视在功率 | Phase A Output Apparent Power (POP)
B相输出视在功率 | Phase B Output Apparent Power (POP)
C相输出视在功率 | Phase C Output Apparent Power (POP)
PCS在线状态 | PCS online status
SOE | SOE
SOH | SOH
BSMU软件版本 | BSMU software version
BSMU硬件版本 | BSMS hardware version
每小时充电量_table | Charging per hour_table
每小时放电量_table | Discharge per hour_table
EEPORM读写故障(ERR21) | EEPORM Read/Write fault(ERR21)
Can地址重复故障 | Can address duplication fault
DCDC1通讯状态 | DCDC1 communication status
DCDC2通讯状态 | DCDC2 communication status
电量明细 (储能计量电表) | Details of electricity quantity(Energy storage meter)
尖时段充/放电量（kWh） | Charging in sharp period/discharging quantity (kWh)
峰时段充/放电量（kWh） | Charging in peak period/discharging quantity (kWh)
平时段充/放电量（kWh） | Charging in shoulder period/discharging quantity (kWh)
谷时段充/放电量（kWh） | Charging in valley period/discharging quantity (kWh)
总充/放电量（kWh） | Total charging/discharging quantity (kWh)
收益明细 (储能计量电表) | Income details(Energy storage meter)
电费结算单 (用户计量电表) | Electricity expense settlement sheet(User meter)
sn号 | SN No.
充放电效率（%） | Charging/discharging efficiency(%)
收益（元） | Income (yuan)
电站未配置所选的告警等级，请前往配置！ | The station is not configured for the selected alarm level, please go to configure!
充电成本（元） | Charging cost (yuan)
放电收入（元） | Discharging income (yuan)
电量（kWh） | Electric quantity(kWh)
总充电量（kWh） | Total charging quantity(kWh)
总放电量（kWh） | Total discharging quantity(kWh)
尖时段充电量（kWh） | Charging quantity in sharp period(kWh)
尖时段放电量（kWh） | Discharging quantity in sharp period(kWh)
峰时段充电量（kWh） | Charging quantity in peak period(kWh)
峰时段放电量（kWh） | Discharging quantity in peak period(kWh)
平时段充电量（kWh） | Charging quantity in shoulder period(kWh)
平时段放电量（kWh） | Discharging quantity in shoulder period(kWh)
谷时段充电量（kWh） | Charging quantity in valley period(kWh)
谷时段放电量（kWh） | Discharging quantity in valley period(kWh)
SOC | SOC
电站未配置告警等级，请前往配置！ | Alarm levels are not configured in the station, please go to configure!

## EMS-鹰普告警字段汇总（禁止编辑）
中文 | 英文
堆内各组端电压欠压轻度告警汇总 | Stack pack terminal undervoltage minor alarm summary
堆内各组端电压欠压中度告警汇总 | Stack pack terminal undervoltage moderate alarm summary
堆内各组端电压欠压重度告警汇总 | Stack pack terminal undervoltage major alarm summary
堆内各组端电压过压轻度告警汇总 | Stack pack terminal overvoltage minor alarm summary
堆内各组端过压过压中度告警汇总 | Stack pack terminal overvoltage moderate alarm summary
堆内各组端过压过压重度告警汇总 | Stack pack terminal overvoltage major alarm summary
堆内各组端过流轻度告警汇总 | Stack pack terminal overcurrent minor alarm summary
堆内各组端过流中度告警汇总 | Stack pack terminal overcurrent moderate alarm summary
堆内各组端过流重度告警汇总 | Stack pack terminal overcurrent major alarm summary
堆内各组绝缘电阻低轻度告警汇总 | Stack pack terminal low insulation resistance minor alarm summary
堆内各组绝缘电阻低中度告警汇总 | Stack pack terminal low insulation resistance moderate alarm summary
堆内各组绝缘电阻低重度告警汇总 | Stack pack terminal low insulation resistance major alarm summary
堆内各组模块欠温度轻度告警汇总 | Stack pack terminal under-temperature minor alarm summary
堆内各组模块欠温度中度告警汇总 | Stack pack terminal under-temperature moderate alarm summary
堆内各组模块欠温度重度告警汇总 | Stack pack terminal under-temperature major alarm summary
堆内各组模块过温度轻度告警汇总 | Stack pack terminal over-temperature minor alarm summary
堆内各组模块过温度中度告警汇总 | Stack pack terminal over-temperature moderate alarm summary
堆内各组模块过温度重度告警汇总 | Stack pack terminal over-temperature major alarm summary
堆内各单体过压轻微告警汇总 | Stack monomer overvoltage minor alarm summary
堆内各单体过压中度告警汇总 | Stack monomer overvoltage moderate alarm summary
堆内各单体过压严重告警汇总 | Stack monomer overvoltage major alarm summary
堆内各单体欠压轻微告警汇总 | Stack monomer undervoltage minor alarm summary
堆内各单体欠压中度告警汇总 | Stack monomer undervoltage moderate alarm summary
堆内各单体欠压严重告警汇总 | Stack monomer undervoltage major alarm summary
堆内各单体压差轻微告警汇总 | Stack monomer voltage difference minor alarm summary
堆内各单体压差中度告警汇总 | Stack monomer voltage difference moderate alarm summary
堆内各单体压差严重告警汇总 | Stack monomer voltage difference major alarm summary
堆内各单体欠温轻微告警汇总 | Stack monomer under-temperature minor alarm summary
堆内各单体欠温中度告警汇总 | Stack monomer under-temperature moderate alarm summary
堆内各单体欠温严重告警汇总 | Stack monomer under-temperature major alarm summary
堆内各单体过温轻微告警汇总 | Stack monomer over-temperature minor alarm summary
堆内各单体过温中度告警汇总 | Stack monomer over-temperature moderate alarm summary
堆内各单体过温严重告警汇总 | Stack monomer over-temperature major alarm summary
堆内各单体温差轻微告警汇总 | Stack monomer temperature difference mino alarm summary
堆内各单体温差中度告警汇总 | Stack monomer temperature difference moderate alarm summary
堆内各单体温差严重告警汇总 | Stack monomer temperature difference major alarm summary
堆内各单体SOC 低轻微告警汇总 | Stack monomer low SOC mino alarm summary
堆内各单体SOC 低中度告警汇总 | Stack monomer low SOC moderate alarm summary
堆内各单体SOC 低严重告警汇总 | Stack monomer low SOC major alarm summary
堆内各单体SOH 低轻微告警汇总 | Stack monomer low SOH minor alarm summary
堆内各单体SOH 低中度告警汇总 | Stack monomer low SOH moderate alarm summary
堆内各单体SOH 低严重告警汇总 | Stack monomer low SOH major alarm summary
堆内各单体SOC 高轻微告警汇总 | Stack monomer high SOC mino alarm summary
堆内各单体SOC 高中度告警汇总 | Stack monomer high SOC moderate alarm summary
堆内各单体SOC 高严重告警汇总 | Stack monomer high SOC major alarm summary
堆内各单体SOH 高轻微告警汇总 | Stack monomer high SOH minor alarm summary
堆内各单体SOH 高中度告警汇总 | Stack monomer high SOH moderate alarm summary
堆内各单体SOH 高严重告警汇总 | Stack monomer high SOH major alarm summary
堆内各主控失联汇总 | Stack master control loss summary
堆内各从控失联告警汇总 | Stack slave control loss alarm summary
堆内各组电压异常（组间压差大于 20V） | Stack pack voltage error (pack voltage difference over 20V)
堆内接触器断开异常 | Stack contactor abnormal disconnection
堆内接触器闭合异常 | Stack contactor abnormal connecting
充电禁止 | Charging prohibited
放电禁止 | Discharging prohibited
BMS 系统告警汇总 | BMS system alarm summary
BMS 系统故障汇总 | BMS system fault summary
堆内各端子过温轻微告警汇总 | Stack pack terminal over-temperature minor alarm summary
堆内各端子过温中度告警汇总 | Stack pack terminal over-temperature moderate alarm summary
堆内各端子过温重度告警汇总 | Stack pack terminal over-temperature major alarm summary
堆内模块电压过压轻微告警汇总 | Stack module overvoltage minor alarm summary
堆内模块电压过压中度告警汇总 | Stack module overvoltage moderate alarm summary
堆内模块电压过压严重告警汇总 | Stack module overvoltage major alarm summary
堆内模块电压欠压轻微告警汇总 | Stack module undervoltage minor alarm summary
堆内模块电压欠压中度告警汇总 | Stack module undervoltage moderate alarm summary
堆内模块电压欠压严重告警汇总 | Stack module undervoltage major alarm summary
电压采集失联 | Voltage collection loss
温度采集失联 | Temperature collection loss
系统缺水告警 | System water shortage alarm
1#冷凝压力过高告警 | 1# condensing pressure high alarm
2#冷凝压力过高告警 | 2# condensing pressure high alarm
出水压力过高告警 | Outlet water pressure high alarm
回水压力过低告警 | Return water pressure low alarm
1#高压压力传感器失效 | 1# high pressure sensor failure
2#高压压力传感器失效 | 2# high pressure sensor failure
回水压力传感器故障 | Return water pressure sensor failure
补水箱低水位 | Water supplementation box low level
出水压力传感器故障 | Outlet water pressure sensor failure
1#排气温感失效 | 1# exhaust temperature sensor failure
2#排气温感失效 | 2# exhaust temperature sensor failure
1#冷凝温感失效 | 1# condensing temperature sensor failure
2#冷凝温感失效 | 2# condensing temperature sensor failure
回水温感故障 | Return water temperature sensor failure
出水温感故障 | Outlet water temperature sensor failure
环境温感失效 | Ambient temperature sensor failure
异常掉电告警 | Abnormal power failure alarm
1#外风机变频器故障 | 1# external fan converter failure
2#外风机变频器故障 | 2# external fan converter failure
1#低压压力传感器失效 | 1# low pressure sensor failure
2#低压压力传感器失效 | 2# low pressure sensor failure
1#压缩机变频器故障 | 1# compressor converter failure
2#压缩机变频器故障 | 2# compressor converter failure
1#高压力锁定 | 1# high pressure locking
2#高压力锁定 | 2# high pressure locking
1#系统低压力告警锁定 | 1# system low pressure alarm locking
2#系统低压力告警锁定 | 2# system low pressure alarm locking
1#排气过温锁定 | 1# exhaust over-temperature locking
2#排气过温锁定 | 2# exhaust over-temperature locking
1#压机变频器通信故障 | 1# compressor converter communication failure
2#压机变频器通信故障 | 2# compressor converter communication failure
1#蒸发出口温感失效 | 1# evaporation outlet temperature sensor failure
2#蒸发出口温感失效 | 2# evaporation outlet temperature sensor failure
1#外风机变频器通信故障 | 1# external fan converter communication failure
2#外风机变频器通信故障 | 2# external fan converter communication failure
扩展模块通信故障 | Extension module communication failure
回水压力传感器故障 | Return water pressure sensor failure
出水压力传感器故障 | Outlet water pressure sensor failure
1#循环水泵过载保护锁定 | 1# circulating water pump overload protection locking
2#循环水泵过载保护锁定 | 2# circulating water pump overload protection locking
回水低温 | Return water low temperature
电源故障 | Power failure
1#循环水泵变频器通信故障 | 1# circulating water pump converter communication failure
2#循环水泵变频器通信故障 | 2# circulating water pump converter communication failure
1#循环水泵变频器故障 | 1# circulating water pump converter failure
2#循环水泵变频器故障 | 2# circulating water pump converter failure
出水高温 | Outlet water high temperature
1#电加热故障锁定 | 1# electric heating failure locking
2#电加热故障锁定 | 2# electric heating failure locking
1#循环水泵过热保护告警锁定 | 1# circulating water pump overheat protection locking
2#循环水泵过热保护告警锁定 | 2# circulating water pump overheat protection locking
水泵压差低 | Water pump differential pressure low
DC_DC1模块故障 | DC_DC1 module failure
DC_DC2模块故障 | DC_DC2 module failure
APF故障 | APF failure
高温告警 | High temperature alarm
低温告警 | Low temperature alarm
交流过压告警 | AC overvoltage alarm
交流欠压告警 | AC undervoltage alarm
冷凝器温度传感器故障 | Condenser temperature sensor failure
室内湿度过高 | Indoor humidity too high
盘管防冻 | Coil anti-freezing
室内温度传感器故障 | Indoor temperature sensor failure
压缩机高压 | Compressor high pressure
盘管温感失效 | Coil temperature sensor failure
高压锁定 | High pressure locking
湿感失效 | Humidity sensor failure
电源故障 | Power failure
DO0：PCS干节点 | DO0: PCS dry node
DO1：故障指示灯 | DO1: Fault indicator
DO2：电操分闸 | DO2: Electric actuator opening
DO3：电操合闸 | DO3: Electric actuator closing
DI1：急停 | DI1: Emergency stop
DI3：远方/就地状态 | DI3: Remote/local state
DI4：消防一级报警 | DI4: Level 1 fire alarm
DI8：水浸 | DI8: Water immersion
消防通信故障 | Fire communication failure
簇1主控通讯失联 | Cluster 1 master control communication loss
簇1端电压欠压轻度告警 | Cluster 1 terminal undervoltage minor alarm
簇1端电压欠压中度告警 | Cluster 1 terminal undervoltage moderate alarm
簇1端电压欠压重度告警 | Cluster 1 terminal undervoltage major alarm
簇1端电压过压轻度告警 | Cluster 1 terminal overvoltage minor alarm
簇1端电压过压中度告警 | Cluster 1 terminal overvoltage moderate alarm
簇1端电压过压重度告警 | Cluster 1 terminal overvoltage major alarm
簇1端电流轻度告警 | Cluster 1 terminal current minor alarm
簇1端电流中度告警 | Cluster 1 terminal current moderate alarm
簇1端电流重度告警 | Cluster 1 terminal current major alarm
簇1单体欠压轻度告警 | Cluster 1 monomer undervoltage minor alarm
簇1单体欠压中度告警 | Cluster 1 monomer undervoltage moderate alarm
簇1单体欠压重度告警 | Cluster 1 monomer undervoltage major alarm
簇1单体过压轻度告警 | Cluster 1 monomer overvoltage minor alarm
簇1单体过压中度告警 | Cluster 1 monomer overvoltage moderate alarm
簇1单体过压重度告警 | Cluster 1 monomer overvoltage major alarm
簇1单体欠温轻度告警 | Cluster 1 monomer under-temperature minor alarm
簇1单体欠温中度告警 | Cluster 1 monomer under-temperature moderate alarm
簇1单体欠温重度告警 | Cluster 1 monomer under-temperature major alarm
簇1单体过温轻度告警 | Cluster 1 monomer over-temperature minor alarm
簇1单体过温中度告警 | Cluster 1 monomer over-temperature moderate alarm
簇1单体过温重度告警 | Cluster 1 monomer over-temperature major alarm
簇1单体SOC低轻度告警 | Cluster 1 monomer low SOC minor alarm
簇1单体SOC低中度告警 | Cluster 1 monomer low SOC moderate alarm
簇1单体SOC低重度告警 | Cluster 1 monomer low SOC major alarm
簇1单体SOC高轻度告警 | Cluster 1 monomer high SOC minor alarm
簇1单体SOC高中度告警 | Cluster 1 monomer high SOC moderate alarm
簇1单体SOC高重度告警 | Cluster 1 monomer high SOC major alarm
簇1单体SOH低轻度告警 | Cluster 1 monomer low SOH minor alarm
簇1单体SOH低中度告警 | Cluster 1 monomer low SOH moderate alarm
簇1单体SOH低重度告警 | Cluster 1 monomer low SOH major alarm
簇1单体压差轻度告警 | Cluster 1 monomer voltage difference minor alarm
簇1单体压差中度告警 | Cluster 1 monomer voltage difference moderate alarm
簇1单体压差重度告警 | Cluster 1 monomer voltage difference major alarm
簇1单体温差轻度告警 | Cluster 1 monomer temperature difference minor alarm
簇1单体温差中度告警 | Cluster 1 monomer temperature difference moderate alarm
簇1单体温差重度告警 | Cluster 1 monomer temperature difference major alarm
簇1从控1通讯失联 | Cluster 1 slave control 1 communication loss
簇1从控2通讯失联 | Cluster 1 slave control 2 communication loss
簇1从控3通讯失联 | Cluster 1 slave control 3 communication loss
簇1从控4通讯失联 | Cluster 1 slave control 4 communication loss
簇1从控5通讯失联 | Cluster 1 slave control 5 communication loss
簇1从控6通讯失联 | Cluster 1 slave control 6 communication loss
簇1从控7通讯失联 | Cluster 1 slave control 7 communication loss
簇1从控8通讯失联 | Cluster 1 slave control 8 communication loss
簇1从控9通讯失联 | Cluster 1 slave control 9 communication loss
簇1从控10通讯失联 | Cluster 1 slave control 10 communication loss
簇1从控11通讯失联 | Cluster 1 slave control 11 communication loss
簇1从控12通讯失联 | Cluster 1 slave control 12 communication loss
簇1从控13通讯失联 | Cluster 1 slave control 13 communication loss
簇1从控14通讯失联 | Cluster 1 slave control 14 communication loss
簇1从控15通讯失联 | Cluster 1 slave control 15 communication loss
簇1从控16通讯失联 | Cluster 1 slave control 16 communication loss
簇1从控17通讯失联 | Cluster 1 slave control 17 communication loss
簇1从控18通讯失联 | Cluster 1 slave control 18 communication loss
簇1从控19通讯失联 | Cluster 1 slave control 19 communication loss
簇1从控20通讯失联 | Cluster 1 slave control 20 communication loss
簇1从控21通讯失联 | Cluster 1 slave control 21 communication loss
簇1从控22通讯失联 | Cluster 1 slave control 22 communication loss
簇1从控23通讯失联 | Cluster 1 slave control 23 communication loss
簇1从控24通讯失联 | Cluster 1 slave control 24 communication loss
簇1从控25通讯失联 | Cluster 1 slave control 25 communication loss
簇1从控26通讯失联 | Cluster 1 slave control 26 communication loss
簇1从控27通讯失联 | Cluster 1 slave control 27 communication loss
簇1从控28通讯失联 | Cluster 1 slave control 28 communication loss
簇1从控29通讯失联 | Cluster 1 slave control 29 communication loss
簇1从控30通讯失联 | Cluster 1 slave control 30 communication loss
簇1从控31通讯失联 | Cluster 1 slave control 31 communication loss
簇1从控32通讯失联 | Cluster 1 slave control 32 communication loss
簇1从控33通讯失联 | Cluster 1 slave control 33 communication loss
簇1从控34通讯失联 | Cluster 1 slave control 34 communication loss
簇1从控35通讯失联 | Cluster 1 slave control 35 communication loss
簇1从控36通讯失联 | Cluster 1 slave control 36 communication loss
簇1从控37通讯失联 | Cluster 1 slave control 37 communication loss
簇1从控38通讯失联 | Cluster 1 slave control 38 communication loss
簇1从控39通讯失联 | Cluster 1 slave control 39 communication loss
簇1从控40通讯失联 | Cluster 1 slave control 40 communication loss
簇1端子温度过高轻度告警 | Cluster 1 terminal over-temperature minor alarm
簇1端子温度过高中度告警 | Cluster 1 terminal over-temperature moderate alarm
簇1端子温度过高重度告警 | Cluster 1 terminal over-temperature major alarm
簇1模块电压过高轻度告警 | Cluster 1 module overvoltage minor alarm
簇1模块电压过高中度告警 | Cluster 1 module overvoltage moderate alarm
簇1模块电压过高重度告警 | Cluster 1 module overvoltage major alarm
簇1模块电压过低轻度告警 | Cluster 1 module undervoltage minor alarm
簇1模块电压过低中度告警 | Cluster 1 module undervoltage moderate alarm
簇1模块电压过低重度告警 | Cluster 1 module undervoltage major alarm
簇1电压采集故障 | Cluster 1 voltage collection failure
簇1温度采集故障 | Cluster 1 temperature collection failure
簇2主控通讯失联 | Cluster 2 master control communication loss
簇2端电压欠压轻度告警 | Cluster 2 terminal undervoltage minor alarm
簇2端电压欠压中度告警 | Cluster 2 terminal undervoltage moderate alarm
簇2端电压欠压重度告警 | Cluster 2 terminal undervoltage major alarm
簇2端电压过压轻度告警 | Cluster 2 terminal overvoltage minor alarm
簇2端电压过压中度告警 | Cluster 2 terminal overvoltage moderate alarm
簇2端电压过压重度告警 | Cluster 2 terminal overvoltage major alarm
簇2端电流轻度告警 | Cluster 2 terminal current minor alarm
簇2端电流中度告警 | Cluster 2 terminal current moderate alarm
簇2端电流重度告警 | Cluster 2 terminal current major alarm
簇2单体欠压轻度告警 | Cluster 2 monomer undervoltage minor alarm
簇2单体欠压中度告警 | Cluster 2 monomer undervoltage moderate alarm
簇2单体欠压重度告警 | Cluster 2 monomer undervoltage major alarm
簇2单体过压轻度告警 | Cluster 2 monomer overvoltage minor alarm
簇2单体过压中度告警 | Cluster 2 monomer overvoltage moderate alarm
簇2单体过压重度告警 | Cluster 2 monomer overvoltage major alarm
簇2单体欠温轻度告警 | Cluster 2 monomer under-temperature minor alarm
簇2单体欠温中度告警 | Cluster 2 monomer under-temperature moderate alarm
簇2单体欠温重度告警 | Cluster 2 monomer under-temperature major alarm
簇2单体过温轻度告警 | Cluster 2 monomer over-temperature minor alarm
簇2单体过温中度告警 | Cluster 2 monomer over-temperature moderate alarm
簇2单体过温重度告警 | Cluster 2 monomer over-temperature major alarm
簇2单体SOC低轻度告警 | Cluster 2 monomer low SOC minor alarm
簇2单体SOC低中度告警 | Cluster 2 monomer low SOC moderate alarm
簇2单体SOC低重度告警 | Cluster 2 monomer low SOC major alarm
簇2单体SOC高轻度告警 | Cluster 2 monomer high SOC minor alarm
簇2单体SOC高中度告警 | Cluster 2 monomer high SOC moderate alarm
簇2单体SOC高重度告警 | Cluster 2 monomer high SOC major alarm
簇2单体SOH低轻度告警 | Cluster 2 monomer low SOH minor alarm
簇2单体SOH低中度告警 | Cluster 2 monomer low SOH moderate alarm
簇2单体SOH低重度告警 | Cluster 2 monomer low SOH major alarm
簇2单体压差轻度告警 | Cluster 2 monomer voltage difference minor alarm
簇2单体压差中度告警 | Cluster 2 monomer voltage difference moderate alarm
簇2单体压差重度告警 | Cluster 2 monomer voltage difference major alarm
簇2单体温差轻度告警 | Cluster 2 monomer temperature difference minor alarm
簇2单体温差中度告警 | Cluster 2 monomer temperature difference moderate alarm
簇2单体温差重度告警 | Cluster 2 monomer temperature difference major alarm
簇2从控1通讯失联 | Cluster 2 slave control 1 communication loss
簇2从控2通讯失联 | Cluster 2 slave control 2 communication loss
簇2从控3通讯失联 | Cluster 2 slave control 3 communication loss
簇2从控4通讯失联 | Cluster 2 slave control 4 communication loss
簇2从控5通讯失联 | Cluster 2 slave control 5 communication loss
簇2从控6通讯失联 | Cluster 2 slave control 6 communication loss
簇2从控7通讯失联 | Cluster 2 slave control 7 communication loss
簇2从控8通讯失联 | Cluster 2 slave control 8 communication loss
簇2从控9通讯失联 | Cluster 2 slave control 9 communication loss
簇2从控10通讯失联 | Cluster 2 slave control 10 communication loss
簇2从控11通讯失联 | Cluster 2 slave control 11 communication loss
簇2从控12通讯失联 | Cluster 2 slave control 12 communication loss
簇2从控13通讯失联 | Cluster 2 slave control 13 communication loss
簇2从控14通讯失联 | Cluster 2 slave control 14 communication loss
簇2从控15通讯失联 | Cluster 2 slave control 15 communication loss
簇2从控16通讯失联 | Cluster 2 slave control 16 communication loss
簇2从控17通讯失联 | Cluster 2 slave control 17 communication loss
簇2从控18通讯失联 | Cluster 2 slave control 18 communication loss
簇2从控19通讯失联 | Cluster 2 slave control 19 communication loss
簇2从控20通讯失联 | Cluster 2 slave control 20 communication loss
簇2从控21通讯失联 | Cluster 2 slave control 21 communication loss
簇2从控22通讯失联 | Cluster 2 slave control 22 communication loss
簇2从控23通讯失联 | Cluster 2 slave control 23 communication loss
簇2从控24通讯失联 | Cluster 2 slave control 24 communication loss
簇2从控25通讯失联 | Cluster 2 slave control 25 communication loss
簇2从控26通讯失联 | Cluster 2 slave control 26 communication loss
簇2从控27通讯失联 | Cluster 2 slave control 27 communication loss
簇2从控28通讯失联 | Cluster 2 slave control 28 communication loss
簇2从控29通讯失联 | Cluster 2 slave control 29 communication loss
簇2从控30通讯失联 | Cluster 2 slave control 30 communication loss
簇2从控31通讯失联 | Cluster 2 slave control 31 communication loss
簇2从控32通讯失联 | Cluster 2 slave control 32 communication loss
簇2从控33通讯失联 | Cluster 2 slave control 33 communication loss
簇2从控34通讯失联 | Cluster 2 slave control 34 communication loss
簇2从控35通讯失联 | Cluster 2 slave control 35 communication loss
簇2从控36通讯失联 | Cluster 2 slave control 36 communication loss
簇2从控37通讯失联 | Cluster 2 slave control 37 communication loss
簇2从控38通讯失联 | Cluster 2 slave control 38 communication loss
簇2从控39通讯失联 | Cluster 2 slave control 39 communication loss
簇2从控40通讯失联 | Cluster 2 slave control 40 communication loss
簇2端子温度过高轻度告警 | Cluster 2 terminal over-temperature minor alarm
簇2端子温度过高中度告警 | Cluster 2 terminal over-temperature moderate alarm
簇2端子温度过高重度告警 | Cluster 2 terminal over-temperature major alarm
簇2模块电压过高轻度告警 | Cluster 2 module overvoltage minor alarm
簇2模块电压过高中度告警 | Cluster 2 module overvoltage moderate alarm
簇2模块电压过高重度告警 | Cluster 2 module overvoltage major alarm
簇2模块电压过低轻度告警 | Cluster 2 module undervoltage minor alarm
簇2模块电压过低中度告警 | Cluster 2 module undervoltage moderate alarm
簇2模块电压过低重度告警 | Cluster 2 module undervoltage major alarm
簇2电压采集故障 | Cluster 2 voltage collection failure
簇2温度采集故障 | Cluster 2 temperature collection failure
簇3主控通讯失联 | Cluster 3 master control communication loss
簇3端电压欠压轻度告警 | Cluster 3 terminal undervoltage minor alarm
簇3端电压欠压中度告警 | Cluster 3 terminal undervoltage moderate alarm
簇3端电压欠压重度告警 | Cluster 3 terminal undervoltage major alarm
簇3端电压过压轻度告警 | Cluster 3 terminal overvoltage minor alarm
簇3端电压过压中度告警 | Cluster 3 terminal overvoltage moderate alarm
簇3端电压过压重度告警 | Cluster 3 terminal overvoltage major alarm
簇3端电流轻度告警 | Cluster 3 terminal current minor alarm
簇3端电流中度告警 | Cluster 3 terminal current moderate alarm
簇3端电流重度告警 | Cluster 3 terminal current major alarm
簇3单体欠压轻度告警 | Cluster 3 monomer undervoltage minor alarm
簇3单体欠压中度告警 | Cluster 3 monomer undervoltage moderate alarm
簇3单体欠压重度告警 | Cluster 3 monomer undervoltage major alarm
簇3单体过压轻度告警 | Cluster 3 monomer overvoltage minor alarm
簇3单体过压中度告警 | Cluster 3 monomer overvoltage moderate alarm
簇3单体过压重度告警 | Cluster 3 monomer overvoltage major alarm
簇3单体欠温轻度告警 | Cluster 3 monomer under-temperature minor alarm
簇3单体欠温中度告警 | Cluster 3 monomer under-temperature moderate alarm
簇3单体欠温重度告警 | Cluster 3 monomer under-temperature major alarm
簇3单体过温轻度告警 | Cluster 3 monomer over-temperature minor alarm
簇3单体过温中度告警 | Cluster 3 monomer over-temperature moderate alarm
簇3单体过温重度告警 | Cluster 3 monomer over-temperature major alarm
簇3单体SOC低轻度告警 | Cluster 3 monomer low SOC minor alarm
簇3单体SOC低中度告警 | Cluster 3 monomer low SOC moderate alarm
簇3单体SOC低重度告警 | Cluster 3 monomer low SOC major alarm
簇3单体SOC高轻度告警 | Cluster 3 monomer high SOC minor alarm
簇3单体SOC高中度告警 | Cluster 3 monomer high SOC moderate alarm
簇3单体SOC高重度告警 | Cluster 3 monomer high SOC major alarm
簇3单体SOH低轻度告警 | Cluster 3 monomer low SOH minor alarm
簇3单体SOH低中度告警 | Cluster 3 monomer low SOH moderate alarm
簇3单体SOH低重度告警 | Cluster 3 monomer low SOH major alarm
簇3单体压差轻度告警 | Cluster 3 monomer voltage difference minor alarm
簇3单体压差中度告警 | Cluster 3 monomer voltage difference moderate alarm
簇3单体压差重度告警 | Cluster 3 monomer voltage difference major alarm
簇3单体温差轻度告警 | Cluster 3 monomer temperature difference minor alarm
簇3单体温差中度告警 | Cluster 3 monomer temperature difference moderate alarm
簇3单体温差重度告警 | Cluster 3 monomer temperature difference major alarm
簇3从控1通讯失联 | Cluster 3 slave control 1 communication loss
簇3从控2通讯失联 | Cluster 3 slave control 2 communication loss
簇3从控3通讯失联 | Cluster 3 slave control 3 communication loss
簇3从控4通讯失联 | Cluster 3 slave control 4 communication loss
簇3从控5通讯失联 | Cluster 3 slave control 5 communication loss
簇3从控6通讯失联 | Cluster 3 slave control 6 communication loss
簇3从控7通讯失联 | Cluster 3 slave control 7 communication loss
簇3从控8通讯失联 | Cluster 3 slave control 8 communication loss
簇3从控9通讯失联 | Cluster 3 slave control 9 communication loss
簇3从控10通讯失联 | Cluster 3 slave control 10 communication loss
簇3从控11通讯失联 | Cluster 3 slave control 11 communication loss
簇3从控12通讯失联 | Cluster 3 slave control 12 communication loss
簇3从控13通讯失联 | Cluster 3 slave control 13 communication loss
簇3从控14通讯失联 | Cluster 3 slave control 14 communication loss
簇3从控15通讯失联 | Cluster 3 slave control 15 communication loss
簇3从控16通讯失联 | Cluster 3 slave control 16 communication loss
簇3从控17通讯失联 | Cluster 3 slave control 17 communication loss
簇3从控18通讯失联 | Cluster 3 slave control 18 communication loss
簇3从控19通讯失联 | Cluster 3 slave control 19 communication loss
簇3从控20通讯失联 | Cluster 3 slave control 20 communication loss
簇3从控21通讯失联 | Cluster 3 slave control 21 communication loss
簇3从控22通讯失联 | Cluster 3 slave control 22 communication loss
簇3从控23通讯失联 | Cluster 3 slave control 23 communication loss
簇3从控24通讯失联 | Cluster 3 slave control 24 communication loss
簇3从控25通讯失联 | Cluster 3 slave control 25 communication loss
簇3从控26通讯失联 | Cluster 3 slave control 26 communication loss
簇3从控27通讯失联 | Cluster 3 slave control 27 communication loss
簇3从控28通讯失联 | Cluster 3 slave control 28 communication loss
簇3从控29通讯失联 | Cluster 3 slave control 29 communication loss
簇3从控30通讯失联 | Cluster 3 slave control 30 communication loss
簇3从控31通讯失联 | Cluster 3 slave control 31 communication loss
簇3从控32通讯失联 | Cluster 3 slave control 32 communication loss
簇3从控33通讯失联 | Cluster 3 slave control 33 communication loss
簇3从控34通讯失联 | Cluster 3 slave control 34 communication loss
簇3从控35通讯失联 | Cluster 3 slave control 35 communication loss
簇3从控36通讯失联 | Cluster 3 slave control 36 communication loss
簇3从控37通讯失联 | Cluster 3 slave control 37 communication loss
簇3从控38通讯失联 | Cluster 3 slave control 38 communication loss
簇3从控39通讯失联 | Cluster 3 slave control 39 communication loss
簇3从控40通讯失联 | Cluster 3 slave control 40 communication loss
簇3端子温度过高轻度告警 | Cluster 3 terminal over-temperature minor alarm
簇3端子温度过高中度告警 | Cluster 3 terminal over-temperature moderate alarm
簇3端子温度过高重度告警 | Cluster 3 terminal over-temperature major alarm
簇3模块电压过高轻度告警 | Cluster 3 module overvoltage minor alarm
簇3模块电压过高中度告警 | Cluster 3 module overvoltage moderate alarm
簇3模块电压过高重度告警 | Cluster 3 module overvoltage major alarm
簇3模块电压过低轻度告警 | Cluster 3 module undervoltage minor alarm
簇3模块电压过低中度告警 | Cluster 3 module undervoltage moderate alarm
簇3模块电压过低重度告警 | Cluster 3 module undervoltage major alarm
簇3电压采集故障 | Cluster 3 voltage collection failure
簇3温度采集故障 | Cluster 3 temperature collection failure
簇4主控通讯失联 | Cluster 4 master control communication loss
簇4端电压欠压轻度告警 | Cluster 4 terminal undervoltage minor alarm
簇4端电压欠压中度告警 | Cluster 4 terminal undervoltage moderate alarm
簇4端电压欠压重度告警 | Cluster 4 terminal undervoltage major alarm
簇4端电压过压轻度告警 | Cluster 4 terminal overvoltage minor alarm
簇4端电压过压中度告警 | Cluster 4 terminal overvoltage moderate alarm
簇4端电压过压重度告警 | Cluster 4 terminal overvoltage major alarm
簇4端电流轻度告警 | Cluster 4 terminal current minor alarm
簇4端电流中度告警 | Cluster 4 terminal current moderate alarm
簇4端电流重度告警 | Cluster 4 terminal current major alarm
簇4单体欠压轻度告警 | Cluster 4 monomer undervoltage minor alarm
簇4单体欠压中度告警 | Cluster 4 monomer undervoltage moderate alarm
簇4单体欠压重度告警 | Cluster 4 monomer undervoltage major alarm
簇4单体过压轻度告警 | Cluster 4 monomer overvoltage minor alarm
簇4单体过压中度告警 | Cluster 4 monomer overvoltage moderate alarm
簇4单体过压重度告警 | Cluster 4 monomer overvoltage major alarm
簇4单体欠温轻度告警 | Cluster 4 monomer under-temperature minor alarm
簇4单体欠温中度告警 | Cluster 4 monomer under-temperature moderate alarm
簇4单体欠温重度告警 | Cluster 4 monomer under-temperature major alarm
簇4单体过温轻度告警 | Cluster 4 monomer over-temperature minor alarm
簇4单体过温中度告警 | Cluster 4 monomer over-temperature moderate alarm
簇4单体过温重度告警 | Cluster 4 monomer over-temperature major alarm
簇4单体SOC低轻度告警 | Cluster 4 monomer low SOC minor alarm
簇4单体SOC低中度告警 | Cluster 4 monomer low SOC moderate alarm
簇4单体SOC低重度告警 | Cluster 4 monomer low SOC major alarm
簇4单体SOC高轻度告警 | Cluster 4 monomer high SOC minor alarm
簇4单体SOC高中度告警 | Cluster 4 monomer high SOC moderate alarm
簇4单体SOC高重度告警 | Cluster 4 monomer high SOC major alarm
簇4单体SOH低轻度告警 | Cluster 4 monomer low SOH minor alarm
簇4单体SOH低中度告警 | Cluster 4 monomer low SOH moderate alarm
簇4单体SOH低重度告警 | Cluster 4 monomer low SOH major alarm
簇4单体压差轻度告警 | Cluster 4 monomer voltage difference minor alarm
簇4单体压差中度告警 | Cluster 4 monomer voltage difference moderate alarm
簇4单体压差重度告警 | Cluster 4 monomer voltage difference major alarm
簇4单体温差轻度告警 | Cluster 4 monomer temperature difference minor alarm
簇4单体温差中度告警 | Cluster 4 monomer temperature difference moderate alarm
簇4单体温差重度告警 | Cluster 4 monomer temperature difference major alarm
簇4从控1通讯失联 | Cluster 4 slave control 1 communication loss
簇4从控2通讯失联 | Cluster 4 slave control 2 communication loss
簇4从控3通讯失联 | Cluster 4 slave control 3 communication loss
簇4从控4通讯失联 | Cluster 4 slave control 4 communication loss
簇4从控5通讯失联 | Cluster 4 slave control 5 communication loss
簇4从控6通讯失联 | Cluster 4 slave control 6 communication loss
簇4从控7通讯失联 | Cluster 4 slave control 7 communication loss
簇4从控8通讯失联 | Cluster 4 slave control 8 communication loss
簇4从控9通讯失联 | Cluster 4 slave control 9 communication loss
簇4从控10通讯失联 | Cluster 4 slave control 10 communication loss
簇4从控11通讯失联 | Cluster 4 slave control 11 communication loss
簇4从控12通讯失联 | Cluster 4 slave control 12 communication loss
簇4从控13通讯失联 | Cluster 4 slave control 13 communication loss
簇4从控14通讯失联 | Cluster 4 slave control 14 communication loss
簇4从控15通讯失联 | Cluster 4 slave control 15 communication loss
簇4从控16通讯失联 | Cluster 4 slave control 16 communication loss
簇4从控17通讯失联 | Cluster 4 slave control 17 communication loss
簇4从控18通讯失联 | Cluster 4 slave control 18 communication loss
簇4从控19通讯失联 | Cluster 4 slave control 19 communication loss
簇4从控20通讯失联 | Cluster 4 slave control 20 communication loss
簇4从控21通讯失联 | Cluster 4 slave control 21 communication loss
簇4从控22通讯失联 | Cluster 4 slave control 22 communication loss
簇4从控23通讯失联 | Cluster 4 slave control 23 communication loss
簇4从控24通讯失联 | Cluster 4 slave control 24 communication loss
簇4从控25通讯失联 | Cluster 4 slave control 25 communication loss
簇4从控26通讯失联 | Cluster 4 slave control 26 communication loss
簇4从控27通讯失联 | Cluster 4 slave control 27 communication loss
簇4从控28通讯失联 | Cluster 4 slave control 28 communication loss
簇4从控29通讯失联 | Cluster 4 slave control 29 communication loss
簇4从控30通讯失联 | Cluster 4 slave control 30 communication loss
簇4从控31通讯失联 | Cluster 4 slave control 31 communication loss
簇4从控32通讯失联 | Cluster 4 slave control 32 communication loss
簇4从控33通讯失联 | Cluster 4 slave control 33 communication loss
簇4从控34通讯失联 | Cluster 4 slave control 34 communication loss
簇4从控35通讯失联 | Cluster 4 slave control 35 communication loss
簇4从控36通讯失联 | Cluster 4 slave control 36 communication loss
簇4从控37通讯失联 | Cluster 4 slave control 37 communication loss
簇4从控38通讯失联 | Cluster 4 slave control 38 communication loss
簇4从控39通讯失联 | Cluster 4 slave control 39 communication loss
簇4从控40通讯失联 | Cluster 4 slave control 40 communication loss
簇4端子温度过高轻度告警 | Cluster 4 terminal over-temperature minor alarm
簇4端子温度过高中度告警 | Cluster 4 terminal over-temperature moderate alarm
簇4端子温度过高重度告警 | Cluster 4 terminal over-temperature major alarm
簇4模块电压过高轻度告警 | Cluster 4 module overvoltage minor alarm
簇4模块电压过高中度告警 | Cluster 4 module overvoltage moderate alarm
簇4模块电压过高重度告警 | Cluster 4 module overvoltage major alarm
簇4模块电压过低轻度告警 | Cluster 4 module undervoltage minor alarm
簇4模块电压过低中度告警 | Cluster 4 module undervoltage moderate alarm
簇4模块电压过低重度告警 | Cluster 4 module undervoltage major alarm
簇4电压采集故障 | Cluster 4 voltage collection failure
簇4温度采集故障 | Cluster 4 temperature collection failure
簇5主控通讯失联 | Cluster 5 master control communication loss
簇5端电压欠压轻度告警 | Cluster 5 terminal undervoltage minor alarm
簇5端电压欠压中度告警 | Cluster 5 terminal undervoltage moderate alarm
簇5端电压欠压重度告警 | Cluster 5 terminal undervoltage major alarm
簇5端电压过压轻度告警 | Cluster 5 terminal overvoltage minor alarm
簇5端电压过压中度告警 | Cluster 5 terminal overvoltage moderate alarm
簇5端电压过压重度告警 | Cluster 5 terminal overvoltage major alarm
簇5端电流轻度告警 | Cluster 5 terminal current minor alarm
簇5端电流中度告警 | Cluster 5 terminal current moderate alarm
簇5端电流重度告警 | Cluster 5 terminal current major alarm
簇5单体欠压轻度告警 | Cluster 5 monomer undervoltage minor alarm
簇5单体欠压中度告警 | Cluster 5 monomer undervoltage moderate alarm
簇5单体欠压重度告警 | Cluster 5 monomer undervoltage major alarm
簇5单体过压轻度告警 | Cluster 5 monomer overvoltage minor alarm
簇5单体过压中度告警 | Cluster 5 monomer overvoltage moderate alarm
簇5单体过压重度告警 | Cluster 5 monomer overvoltage major alarm
簇5单体欠温轻度告警 | Cluster 5 monomer under-temperature minor alarm
簇5单体欠温中度告警 | Cluster 5 monomer under-temperature moderate alarm
簇5单体欠温重度告警 | Cluster 5 monomer under-temperature major alarm
簇5单体过温轻度告警 | Cluster 5 monomer over-temperature minor alarm
簇5单体过温中度告警 | Cluster 5 monomer over-temperature moderate alarm
簇5单体过温重度告警 | Cluster 5 monomer over-temperature major alarm
簇5单体SOC低轻度告警 | Cluster 5 monomer low SOC minor alarm
簇5单体SOC低中度告警 | Cluster 5 monomer low SOC moderate alarm
簇5单体SOC低重度告警 | Cluster 5 monomer low SOC major alarm
簇5单体SOC高轻度告警 | Cluster 5 monomer high SOC minor alarm
簇5单体SOC高中度告警 | Cluster 5 monomer high SOC moderate alarm
簇5单体SOC高重度告警 | Cluster 5 monomer high SOC major alarm
簇5单体SOH低轻度告警 | Cluster 5 monomer low SOH minor alarm
簇5单体SOH低中度告警 | Cluster 5 monomer low SOH moderate alarm
簇5单体SOH低重度告警 | Cluster 5 monomer low SOH major alarm
簇5单体压差轻度告警 | Cluster 5 monomer voltage difference minor alarm
簇5单体压差中度告警 | Cluster 5 monomer voltage difference moderate alarm
簇5单体压差重度告警 | Cluster 5 monomer voltage difference major alarm
簇5单体温差轻度告警 | Cluster 5 monomer temperature difference minor alarm
簇5单体温差中度告警 | Cluster 5 monomer temperature difference moderate alarm
簇5单体温差重度告警 | Cluster 5 monomer temperature difference major alarm
簇5从控1通讯失联 | Cluster 5 slave control 1 communication loss
簇5从控2通讯失联 | Cluster 5 slave control 2 communication loss
簇5从控3通讯失联 | Cluster 5 slave control 3 communication loss
簇5从控4通讯失联 | Cluster 5 slave control 4 communication loss
簇5从控5通讯失联 | Cluster 5 slave control 5 communication loss
簇5从控6通讯失联 | Cluster 5 slave control 6 communication loss
簇5从控7通讯失联 | Cluster 5 slave control 7 communication loss
簇5从控8通讯失联 | Cluster 5 slave control 8 communication loss
簇5从控9通讯失联 | Cluster 5 slave control 9 communication loss
簇5从控10通讯失联 | Cluster 5 slave control 10 communication loss
簇5从控11通讯失联 | Cluster 5 slave control 11 communication loss
簇5从控12通讯失联 | Cluster 5 slave control 12 communication loss
簇5从控13通讯失联 | Cluster 5 slave control 13 communication loss
簇5从控14通讯失联 | Cluster 5 slave control 14 communication loss
簇5从控15通讯失联 | Cluster 5 slave control 15 communication loss
簇5从控16通讯失联 | Cluster 5 slave control 16 communication loss
簇5从控17通讯失联 | Cluster 5 slave control 17 communication loss
簇5从控18通讯失联 | Cluster 5 slave control 18 communication loss
簇5从控19通讯失联 | Cluster 5 slave control 19 communication loss
簇5从控20通讯失联 | Cluster 5 slave control 20 communication loss
簇5从控21通讯失联 | Cluster 5 slave control 21 communication loss
簇5从控22通讯失联 | Cluster 5 slave control 22 communication loss
簇5从控23通讯失联 | Cluster 5 slave control 23 communication loss
簇5从控24通讯失联 | Cluster 5 slave control 24 communication loss
簇5从控25通讯失联 | Cluster 5 slave control 25 communication loss
簇5从控26通讯失联 | Cluster 5 slave control 26 communication loss
簇5从控27通讯失联 | Cluster 5 slave control 27 communication loss
簇5从控28通讯失联 | Cluster 5 slave control 28 communication loss
簇5从控29通讯失联 | Cluster 5 slave control 29 communication loss
簇5从控30通讯失联 | Cluster 5 slave control 30 communication loss
簇5从控31通讯失联 | Cluster 5 slave control 31 communication loss
簇5从控32通讯失联 | Cluster 5 slave control 32 communication loss
簇5从控33通讯失联 | Cluster 5 slave control 33 communication loss
簇5从控34通讯失联 | Cluster 5 slave control 34 communication loss
簇5从控35通讯失联 | Cluster 5 slave control 35 communication loss
簇5从控36通讯失联 | Cluster 5 slave control 36 communication loss
簇5从控37通讯失联 | Cluster 5 slave control 37 communication loss
簇5从控38通讯失联 | Cluster 5 slave control 38 communication loss
簇5从控39通讯失联 | Cluster 5 slave control 39 communication loss
簇5从控40通讯失联 | Cluster 5 slave control 40 communication loss
簇5端子温度过高轻度告警 | Cluster 5 terminal over-temperature minor alarm
簇5端子温度过高中度告警 | Cluster 5 terminal over-temperature moderate alarm
簇5端子温度过高重度告警 | Cluster 5 terminal over-temperature major alarm
簇5模块电压过高轻度告警 | Cluster 5 module overvoltage minor alarm
簇5模块电压过高中度告警 | Cluster 5 module overvoltage moderate alarm
簇5模块电压过高重度告警 | Cluster 5 module overvoltage major alarm
簇5模块电压过低轻度告警 | Cluster 5 module undervoltage minor alarm
簇5模块电压过低中度告警 | Cluster 5 module undervoltage moderate alarm
簇5模块电压过低重度告警 | Cluster 5 module undervoltage major alarm
簇5电压采集故障 | Cluster 5 voltage collection failure
簇5温度采集故障 | Cluster 5 temperature collection failure
簇6主控通讯失联 | Cluster 6 master control communication loss
簇6端电压欠压轻度告警 | Cluster 6 terminal undervoltage minor alarm
簇6端电压欠压中度告警 | Cluster 6 terminal undervoltage moderate alarm
簇6端电压欠压重度告警 | Cluster 6 terminal undervoltage major alarm
簇6端电压过压轻度告警 | Cluster 6 terminal overvoltage minor alarm
簇6端电压过压中度告警 | Cluster 6 terminal overvoltage moderate alarm
簇6端电压过压重度告警 | Cluster 6 terminal overvoltage major alarm
簇6端电流轻度告警 | Cluster 6 terminal current minor alarm
簇6端电流中度告警 | Cluster 6 terminal current moderate alarm
簇6端电流重度告警 | Cluster 6 terminal current major alarm
簇6单体欠压轻度告警 | Cluster 6 monomer undervoltage minor alarm
簇6单体欠压中度告警 | Cluster 6 monomer undervoltage moderate alarm
簇6单体欠压重度告警 | Cluster 6 monomer undervoltage major alarm
簇6单体过压轻度告警 | Cluster 6 monomer overvoltage minor alarm
簇6单体过压中度告警 | Cluster 6 monomer overvoltage moderate alarm
簇6单体过压重度告警 | Cluster 6 monomer overvoltage major alarm
簇6单体欠温轻度告警 | Cluster 6 monomer under-temperature minor alarm
簇6单体欠温中度告警 | Cluster 6 monomer under-temperature moderate alarm
簇6单体欠温重度告警 | Cluster 6 monomer under-temperature major alarm
簇6单体过温轻度告警 | Cluster 6 monomer over-temperature minor alarm
簇6单体过温中度告警 | Cluster 6 monomer over-temperature moderate alarm
簇6单体过温重度告警 | Cluster 6 monomer over-temperature major alarm
簇6单体SOC低轻度告警 | Cluster 6 monomer low SOC minor alarm
簇6单体SOC低中度告警 | Cluster 6 monomer low SOC moderate alarm
簇6单体SOC低重度告警 | Cluster 6 monomer low SOC major alarm
簇6单体SOC高轻度告警 | Cluster 6 monomer high SOC minor alarm
簇6单体SOC高中度告警 | Cluster 6 monomer high SOC moderate alarm
簇6单体SOC高重度告警 | Cluster 6 monomer high SOC major alarm
簇6单体SOH低轻度告警 | Cluster 6 monomer low SOH minor alarm
簇6单体SOH低中度告警 | Cluster 6 monomer low SOH moderate alarm
簇6单体SOH低重度告警 | Cluster 6 monomer low SOH major alarm
簇6单体压差轻度告警 | Cluster 6 monomer voltage difference minor alarm
簇6单体压差中度告警 | Cluster 6 monomer voltage difference moderate alarm
簇6单体压差重度告警 | Cluster 6 monomer voltage difference major alarm
簇6单体温差轻度告警 | Cluster 6 monomer temperature difference minor alarm
簇6单体温差中度告警 | Cluster 6 monomer temperature difference moderate alarm
簇6单体温差重度告警 | Cluster 6 monomer temperature difference major alarm
簇6从控1通讯失联 | Cluster 6 slave control 1 communication loss
簇6从控2通讯失联 | Cluster 6 slave control 2 communication loss
簇6从控3通讯失联 | Cluster 6 slave control 3 communication loss
簇6从控4通讯失联 | Cluster 6 slave control 4 communication loss
簇6从控5通讯失联 | Cluster 6 slave control 5 communication loss
簇6从控6通讯失联 | Cluster 6 slave control 6 communication loss
簇6从控7通讯失联 | Cluster 6 slave control 7 communication loss
簇6从控8通讯失联 | Cluster 6 slave control 8 communication loss
簇6从控9通讯失联 | Cluster 6 slave control 9 communication loss
簇6从控10通讯失联 | Cluster 6 slave control 10 communication loss
簇6从控11通讯失联 | Cluster 6 slave control 11 communication loss
簇6从控12通讯失联 | Cluster 6 slave control 12 communication loss
簇6从控13通讯失联 | Cluster 6 slave control 13 communication loss
簇6从控14通讯失联 | Cluster 6 slave control 14 communication loss
簇6从控15通讯失联 | Cluster 6 slave control 15 communication loss
簇6从控16通讯失联 | Cluster 6 slave control 16 communication loss
簇6从控17通讯失联 | Cluster 6 slave control 17 communication loss
簇6从控18通讯失联 | Cluster 6 slave control 18 communication loss
簇6从控19通讯失联 | Cluster 6 slave control 19 communication loss
簇6从控20通讯失联 | Cluster 6 slave control 20 communication loss
簇6从控21通讯失联 | Cluster 6 slave control 21 communication loss
簇6从控22通讯失联 | Cluster 6 slave control 22 communication loss
簇6从控23通讯失联 | Cluster 6 slave control 23 communication loss
簇6从控24通讯失联 | Cluster 6 slave control 24 communication loss
簇6从控25通讯失联 | Cluster 6 slave control 25 communication loss
簇6从控26通讯失联 | Cluster 6 slave control 26 communication loss
簇6从控27通讯失联 | Cluster 6 slave control 27 communication loss
簇6从控28通讯失联 | Cluster 6 slave control 28 communication loss
簇6从控29通讯失联 | Cluster 6 slave control 29 communication loss
簇6从控30通讯失联 | Cluster 6 slave control 30 communication loss
簇6从控31通讯失联 | Cluster 6 slave control 31 communication loss
簇6从控32通讯失联 | Cluster 6 slave control 32 communication loss
簇6从控33通讯失联 | Cluster 6 slave control 33 communication loss
簇6从控34通讯失联 | Cluster 6 slave control 34 communication loss
簇6从控35通讯失联 | Cluster 6 slave control 35 communication loss
簇6从控36通讯失联 | Cluster 6 slave control 36 communication loss
簇6从控37通讯失联 | Cluster 6 slave control 37 communication loss
簇6从控38通讯失联 | Cluster 6 slave control 38 communication loss
簇6从控39通讯失联 | Cluster 6 slave control 39 communication loss
簇6从控40通讯失联 | Cluster 6 slave control 40 communication loss
簇6端子温度过高轻度告警 | Cluster 6 terminal over-temperature minor alarm
簇6端子温度过高中度告警 | Cluster 6 terminal over-temperature moderate alarm
簇6端子温度过高重度告警 | Cluster 6 terminal over-temperature major alarm
簇6模块电压过高轻度告警 | Cluster 6 module overvoltage minor alarm
簇6模块电压过高中度告警 | Cluster 6 module overvoltage moderate alarm
簇6模块电压过高重度告警 | Cluster 6 module overvoltage major alarm
簇6模块电压过低轻度告警 | Cluster 6 module undervoltage minor alarm
簇6模块电压过低中度告警 | Cluster 6 module undervoltage moderate alarm
簇6模块电压过低重度告警 | Cluster 6 module undervoltage major alarm
簇6电压采集故障 | Cluster 6 voltage collection failure
簇6温度采集故障 | Cluster 6 temperature collection failure
整机计量电表通讯异常 | Machine electric meter communication error
整机关口电表通讯异常 | Machine gateway electric meter communication error
MV告警 | MV alarm
心跳异常 | Arrhythmia
继保设备通信异常 | Relay protection device communication error
整机IO扩展板通讯异常 | Machine IO expansion board communication error
整机-ISO监测板通讯异常 | Machine - ISO monitoring board communication error
整机-超温报警输出 | Machine - Over-temperature alarm output
整机-LED板通讯异常 | Machine - LED board communication error
整机-外供电防雷器FL1告警 | Machine - External power supply lightning protector FL1 alarm
整机-电池箱供电防雷器FL2告警 | Machine - Battery box power supply lightning protector FL2 alarm
整机-UPS防雷器FL3告警 | Machine - UPS lightning protector FL3 alarm
整机-消防供电防雷器FL4告警 | Machine - Firefighting power supply lightning protector FL4 alarm
整机-SCC柜空调设备通信异常 | Machine - SCC cabinet air conditioner communication error
整机-SCC柜空调设备告警 | Machine - SCC cabinet air conditioner alarm
整机-负载电表通讯异常 | Machine - Load electric meter communication error
整机-本地紧急停机 | Machine - Local emergency stop
整机-远程紧急停机 | Machine - Remote emergency stop
整机-Goose通讯异常 | Machine - Goose communication error
整机-MV故障 | Machine - MV failure
整机-交流绝缘故障 | Machine - AC insulation failure
整机-温控器通信异常 | Machine - Temperature controller communication failure
整机-超温跳闸输出 | Machine - Over-temperature trip output
整机-温控装置故障输出 | Machine - Temperature controller failure output
整机-户外房温度异常 | Machine - Outdoor room temperature error
整机-系统载波同步故障 | Machine - System carrier synchronization failure
整机-智能控制柜烟感 | Machine - Intelligent control cabinet smoke sensor
整机-外供电交流断路器断开 | Machine - External power supply AC circuit breaker disconnecting
整机-自供电交流熔断器断开 | Machine - Self-powered AC fuse disconnecting
整机-变压器副边断路器断开 | Machine - Transformer secondary circuit breaker disconnecting
整机-UPS市电断开故障 | Machine - UPS mains supply disconnecting failure
整机-配电变压器过温故障 | Machine - Power distribution transformer over-temperature
单元1_1#-风机1故障 | Unit 1_1#- Fan 1 failure
单元1_1#-直流过流 | Unit 1_1#- DC overcurrent
单元1_1#-交流过流 | Unit 1_1#- AC overcurrent
单元1_1#-环温异常 | Unit 1_1#- Ambient temperature error
单元1_1#-直流欠压 | Unit 1_1#- DC undervoltage
单元1_1#-直流过压 | Unit 1_1#- DC overvoltage
单元1_1#-交流欠压 | Unit 1_1#- AC undervoltage
单元1_1#-交流过压 | Unit 1_1#- AC overvoltage
单元1_1#-交流欠频 | Unit 1_1#- AC underfrequency
单元1_1#-交流过频 | Unit 1_1#- AC overfrequency
单元1_1#-孤岛保护 | Unit 1_1#- Islanding protection
单元1_1#-模组保护 | Unit 1_1#- Module protection
单元1_1#-模块过温 | Unit 1_1#- module over-temperature
单元1_1#-电抗器过温 | Unit 1_1#- Reactor over-temperature
单元1_1#-变压器过温 | Unit 1_1#- Transformer over-temperature
单元1_1#-漏电流保护 | Unit 1_1#- Leakage current protection
单元1_1#-过载保护 | Unit 1_1#- Overload protection
单元1_1#-交流电压不平衡 | Unit 1_1#- AC voltage imbalance
单元1_1#-交流开关故障 | Unit 1_1#- AC switch failure
单元1_1#-软启动故障 | Unit 1_1#- Soft start failure
单元1_1#-直流电压采样故障 | Unit 1_1#- AC voltage sampling failure
单元1_1#-交流电流不平衡2 | Unit 1_1#- AC current imbalance 2
单元1_1#-交流电流不平衡3 | Unit 1_1#- AC current imbalance 3
单元1_1#-驱动板故障 | Unit 1_1#- Drive board failure
单元1_1#-中点电位偏移 | Unit 1_1#- Midpoint potential shift
单元1_1#-载波同步故障 | Unit 1_1#- Carrier synchronization failure
单元1_1#-交流进线相序错误 | Unit 1_1#- AC incoming line phase sequence error
单元1_1#-直流软启故障 | Unit 1_1#- DC soft start failure
单元1_1#-绝缘阻抗 | Unit 1_1#- Insulation resistance
单元1_1#-交流防雷器故障 | Unit 1_1#- AC lightning protector failure
单元1_1#-采样故障 | Unit 1_1#- Sampling failure
单元1_1#-电池极性反接 | Unit 1_1#- Battery polarity reverse connection
单元1_1#-控制电源异常 | Unit 1_1#- Control power supply error
单元1_1#-交流电流不平衡1 | Unit 1_1#- AC current imbalance 1
单元1_1#-主机故障 | Unit 1_1#- Main engine failure
单元1_1#-直流防雷器故障 | Unit 1_1#- DC lightning protector failure
单元1_1#-直流分量故障 | Unit 1_1#- DC component failure
单元1_1#-机器码重复故障 | Unit 1_1#- Machine code repeats
单元1_1#-并机通讯故障 | Unit 1_1#- Parallel communication failure
单元1_1#-控制柜温度故障 | Unit 1_1#- Control cabinet temperature failure
单元1_1#-烟感保护 | Unit 1_1#- Smoke sensor protection
单元1_1#-门禁保护 | Unit 1_1#- Access control protection
单元1_1#-急停保护 | Unit 1_1#- Emergency stop protection
单元1_1#-配电变压器过温故障 | Unit 1_1#- Power distribution transformer over-temperature failure
单元1_1#-交流预充电故障 | Unit 1_1#- AC precharge failure
单元1_1#-交流柜过温 | Unit 1_1#- AC cabinet over-temperature
单元1_1#-直流柜过温 | Unit 1_1#- DC cabinet over-temperature
单元1_1#-SCU与DSP通讯异常 | Unit 1_1#- SCU and DSP communication error
单元1_1#-BMS干节点 | Unit 1_1#- BMS dry node
单元1_1#-BMS通讯异常 | Unit 1_1#- BMS communication error
单元1_1#-BMS电池故障 | Unit 1_1#- BMS battery failure
单元1_1#-交流开关异常 | Unit 1_1#- AC switch error
单元1_1#-频率异常 | Unit 1_1#- Frequency error
单元1_1#-并网前检测异常 | Unit 1_1#- Grid connection detection error
单元1_1#-温湿度板通讯异常 | Unit 1_1#- Temperature/humidity board communication error
单元1_1#-温度异常告警 | Unit 1_1#- Temperature error alarm
单元1_1#-绝缘阻抗低告警 | Unit 1_1#- Insulation resistance low alarm
单元1_1#-GFRT运行 | Unit 1_1#- GFRT running
单元1_1#-直流熔丝异常 | Unit 1_1#- DC fuse error
单元1_1#-直流传感器异常 | Unit 1_1#- DC sensor error
单元1_1#-电池电压高 | Unit 1_1#- Battery voltage high
单元1_1#-电池电压低 | Unit 1_1#- Battery voltage low
单元1_1#-直流开关异常 | Unit 1_1#- DC switch error
单元1_1#-风机1异常 | Unit 1_1#- Fan 1 error
单元1_2#-风机1故障 | Unit 1_2#- Fan 1 failure
单元1_2#-直流过流 | Unit 1_2#- DC overcurrent
单元1_2#-交流过流 | Unit 1_2#- AC overcurrent
单元1_2#-环温异常 | Unit 1_2#- Ambient temperature error
单元1_2#-直流欠压 | Unit 1_2#- DC undervoltage
单元1_2#-直流过压 | Unit 1_2#- DC overvoltage
单元1_2#-交流欠压 | Unit 1_2#- AC undervoltage
单元1_2#-交流过压 | Unit 1_2#- AC overvoltage
单元1_2#-交流欠频 | Unit 1_2#- AC underfrequency
单元1_2#-交流过频 | Unit 1_2#- AC overfrequency
单元1_2#-孤岛保护 | Unit 1_2#- Islanding protection
单元1_2#-模组保护 | Unit 1_2#- Module protection
单元1_2#-模块过温 | Unit 1_2#- module over-temperature
单元1_2#-电抗器过温 | Unit 1_2#- Reactor over-temperature
单元1_2#-变压器过温 | Unit 1_2#- Transformer over-temperature
单元1_2#-漏电流保护 | Unit 1_2#- Leakage current protection
单元1_2#-过载保护 | Unit 1_2#- Overload protection
单元1_2#-交流电压不平衡 | Unit 1_2#- AC voltage imbalance
单元1_2#-交流开关故障 | Unit 1_2#- AC switch failure
单元1_2#-软启动故障 | Unit 1_2#- Soft start failure
单元1_2#-直流电压采样故障 | Unit 1_2#- AC voltage sampling failure
单元1_2#-交流电流不平衡2 | Unit 1_2#- AC current imbalance 2
单元1_2#-交流电流不平衡3 | Unit 1_2#- AC current imbalance 3
单元1_2#-驱动板故障 | Unit 1_2#- Drive board failure
单元1_2#-中点电位偏移 | Unit 1_2#- Midpoint potential shift
单元1_2#-载波同步故障 | Unit 1_2#- Carrier synchronization failure
单元1_2#-交流进线相序错误 | Unit 1_2#- AC incoming line phase sequence error
单元1_2#-直流软启故障 | Unit 1_2#- DC soft start failure
单元1_2#-绝缘阻抗 | Unit 1_2#- Insulation resistance
单元1_2#-交流防雷器故障 | Unit 1_2#- AC lightning protector failure
单元1_2#-采样故障 | Unit 1_2#- Sampling failure
单元1_2#-电池极性反接 | Unit 1_2#- Battery polarity reverse connection
单元1_2#-控制电源异常 | Unit 1_2#- Control power supply error
单元1_2#-交流电流不平衡1 | Unit 1_2#- AC current imbalance 1
单元1_2#-主机故障 | Unit 1_2#- Main engine failure
单元1_2#-直流防雷器故障 | Unit 1_2#- DC lightning protector failure
单元1_2#-直流分量故障 | Unit 1_2#- DC component failure
单元1_2#-机器码重复故障 | Unit 1_2#- Machine code repeats
单元1_2#-并机通讯故障 | Unit 1_2#- Parallel communication failure
单元1_2#-控制柜温度故障 | Unit 1_2#- Control cabinet temperature failure
单元1_2#-烟感保护 | Unit 1_2#- Smoke sensor protection
单元1_2#-门禁保护 | Unit 1_2#- Access control protection
单元1_2#-急停保护 | Unit 1_2#- Emergency stop protection
单元1_2#-配电变压器过温故障 | Unit 1_2#- Power distribution transformer over-temperature failure
单元1_2#-交流预充电故障 | Unit 1_2#- AC precharge failure
单元1_2#-交流柜过温 | Unit 1_2#- AC cabinet over-temperature
单元1_2#-直流柜过温 | Unit 1_2#- DC cabinet over-temperature
单元1_2#-SCU与DSP通讯异常 | Unit 1_2#- SCU and DSP communication error
单元1_2#-BMS干节点 | Unit 1_2#- BMS dry node
单元1_2#-BMS通讯异常 | Unit 1_2#- BMS communication error
单元1_2#-BMS电池故障 | Unit 1_2#- BMS battery failure
单元1_2#-交流开关异常 | Unit 1_2#- AC switch error
单元1_2#-频率异常 | Unit 1_2#- Frequency error
单元1_2#-并网前检测异常 | Unit 1_2#- Grid connection detection error
单元1_2#-温湿度板通讯异常 | Unit 1_2#- Temperature/humidity board communication error
单元1_2#-温度异常告警 | Unit 1_2#- Temperature error alarm
单元1_2#-绝缘阻抗低告警 | Unit 1_2#- Insulation resistance low alarm
单元1_2#-GFRT运行 | Unit 1_2#- GFRT running
单元1_2#-直流熔丝异常 | Unit 1_2#- DC fuse error
单元1_2#-直流传感器异常 | Unit 1_2#- DC sensor error
单元1_2#-电池电压高 | Unit 1_2#- Battery voltage high
单元1_2#-电池电压低 | Unit 1_2#- Battery voltage low
单元1_2#-直流开关异常 | Unit 1_2#- DC switch error
单元1_2#-风机1异常 | Unit 1_2#- Fan 1 error
变压器室高温报警 | Transformer room high temperature alarm
变压器高温报警 | Transformer high temperature alarm
变压器超温跳闸 | Transformer over-temperature tripping
变压温控仪故障报警信号 | Transformer temperature controller fault alarm signal
箱变温控电源分位报警 | Box variable temperature control power supply sub-position alarm
风机电源分位报警 | Fan power split alarm
控制变欠压跳闸 | Control variable undervoltage tripping
非电量保护8 | Non-power protection 8
非电量保护9 | Non-power protection 9
非电量保护10 | Non-power protection 10
高压断路器未储能 | High voltage circuit breaker not stored
UPS失电信号 | UPS loss of power signal
高侧过流一段 | High-side overcurrent section 1
高侧过流二段 | High-side overcurrent section 2
高侧过流三段 | High-side overcurrent section 3
CT断线 | CT disconnection
零序电流一段 | Zero sequence current section 1
零序电流二段 | Zero sequence current section 2
负序电流一段 | Negative sequence current section 1
负序电流二段 | Negative sequence current section 2
低侧PT断线 | Low-side PT disconnection
低侧过压 | Low-side overvoltage
低侧欠压 | Low side undervoltage
差速断 | Differential quick-break
差动保护 | Differential Protection
差流过大 | Difference flow excessive
低侧过流一段 | Low-side overcurrent section 1
低侧过流二段 | Low-side overcurrent section 2
低侧过流三段 | Low-side overcurrent section 3
低侧过负荷 | Low-side overload
预告总 | Total forecast
事故总 | Total accident
485通讯错误 | 485 communication error
公共参数错误 | Public parameter error
定值错误 | Fixedvalue error